## Introduction
Service Line Inventory Template
Date last updated: July 27, 2022
What is the purpose of this template? The purpose of this draft template is to help water systems and states comply with the service line inventory requirements of the January 15, 2021 Lead and Copper Rule Revisions (LCRR). This template supplements the draft EPA document, Guidance for Developing and Maintaining a Service Line Inventory (2022) by providing fillable forms and tables that water systems can use to document their methods, organize their inventory, submit the initial inventory and inventory updates to the state, and document how they are making the inventory publicly available. This template also provides a checklist for state review. Note that EPA does NOT require systems use this template for their inventory. Refer to EPA's 2022 Inventory Guidance for minimum LCRR inventory requirements, recommendations, and disclaimers.
How is the template organized?
The worksheets in this template are color coded: Yellow sheets are instructions and background. Dark blue sheets are templates for systems. The dark green sheet is a template for states. See the table below for a description of each worksheet. |  | The cells in this template are also color coded: Gray cells are background or instructions. Light blue cells are fillable cells for systems. Aqua cells are the required fields in the Detailed Inventory worksheet. Light green cells are fillable cells for states.
Template Organization
Worksheet Type | Worksheet Name | Description
Background | Template Instructions_System | Contains detailed instructions for systems.
| Template Instructions_States | Contains detailed instructions for states.
| Classifying SLs | Summarizes requirements for classifying the entire service line when ownership is split (i.e., when the system owns a portion and the customer owns a portion).
Templates for Water Systems | PWS Information | For systems to document basic system information.
| Inventory Methods | For systems to document the methods and resources they used to develop and update their inventory.
| Inventory Summary | For systems to provide a summary of their service line inventory, including information on ownership, inventory format, and the number of service lines for each of the four required materials classifications. Systems can enter the totals into this worksheet or automatically generate totals based on information in the Detailed Inventory worksheet.
| Detailed Inventory | Provides a customizable format water systems can use to track materials for each service line in their distribution system. Each row equals one service line connecting the water main to the customer's plumbing. Separate columns track location information, the system-owned portion, the customer-owned portion, other possible sources of lead, information for assigning a tap sample tiering classification, and information for lead service line replacement (LSLR). Systems can customize the worksheet by adding or deleting columns.
| Public Accessibility Doc. | For systems to provide documentation to states on how they met the public accessibility requirements of the LCRR.
Templates for States | State Checklist | Provides a checklist that states can use to determine and document if water systems met all of the January 15, 2021 LCRR requirements for their Initial Inventory including timely submission, required elements, use of information sources, public accessibility, and public notification of service line materials.

## Dropdowns (hidden)
Drop down lists (Internal, DO NOT MODIFY)
Ownership | Basis of materials classification | Field Verification Methods
Select Ownership Type | Previous Materials Evaluation | Customer self-identification
The entire service line is owned by the water system | Installation record (e.g., tap card) | CCTV investigation at curb stop - internal
The entire service line is owned by the customer | Installation date after lead ban | CCTV investigation at curb stop - external
Ownership is split, meaning that the system owns and portion and the customer owns a portion | Service line diameter is > 2 inches | Water quality sampling
Other | Service line repair or replacement record | Mechanical excavation at one location
| Predictive model | Mechanical excavation at multiple locations
| Water sampling only with no records | Visual inspection at the meter pit
| Field inspection only with no records | Other
Other
State review of customer notification of service line material
Select "Yes", "No", or "N/A"
Yes
No
N/A
Sensitive subpopulations
No
Yes - School
Yes - Day Care
Yes - Multifamily Home
Yes - Other

## Classifying SLs
Classifying the Entire Service Line When Ownership Is Split
Purpose of this worksheet: To summarize EPA's requirements for classifying the entire service line when ownership is split.
Introduction
In many cases, service line ownership is split meaning that the system owns a portion and the customer owns a portion of the service line. Exhibit 1 below is a diagram of a possible division in service line ownership between the water system and customer. While the LCRR requires the inventory to categorize each service line or portions of the service line where ownership is split, a single classification per service line is also needed to support various LCRR requirements, such as lead service line replacement (LSLR), tap sampling, and risk mitigation. Table 1 below indicates how to classify the material for the entire service line when ownership is split between the water system and customer. For more information, see EPA's, Guidance for Developing and Maintaining a Service Line Inventory (2022).
Exhibit 1. Example of Service Line Ownership Distinction between the Water System and Customer
Source: Exhibit 2-2 of Guidance for Developing and Maintaining a Lead Service Line Inventory (USEPA, 2022).
Table 1: Classification of Entire Service Line When Ownership is Split
System-Owned Portion | Customer-Owned Portion | Classification for Entire Service Line
Lead | Lead | Lead
Lead | Galvanized Requiring Replacement | Lead
Lead | Non-lead | Lead
Lead | Lead Status Unknown | Lead
Non-lead | Lead | Lead
Non-lead and never previously lead | Non-lead, specifically galvanized pipe material | Non-lead
Non-lead | Non-lead, material other than galvanized | Non-lead
Non-lead | Lead Status Unknown | Lead Status Unknown
Non-lead, but system is unable to demonstrate it was not previously Lead | Galvanized Requiring Replacement | Galvanized Requiring Replacement
Lead Status Unknown | Lead | Lead
Lead Status Unknown | Galvanized Requiring Replacement | Galvanized Requiring Replacement
Lead Status Unknown | Non-lead | Lead Status Unknown
Lead Status Unknown | Lead Status Unknown | Lead Status Unknown
Source: Exhibit 2-3 of Guidance for Developing and Maintaining a Service Line Inventory (USEPA, 2022).

## PWS Information
PWS Information
Purpose of this worksheet: For water systems to document basic system information.
Facility Information
Water System Name:
PWSID: | Population Served (number of people): | Number of Service Connections: | PWS Type:
CWS NTNCWS
If you are a CWS, do multi-family residences comprise at least 20% of the structures you serve? |  |  | Select "Yes" or "No"
Mailing Address
Street or P.O. Box:
City or Town: |  | State: | Zip Code:
System Contact Person
Name: |  | Title:
Telephone: |  | Email:
Person Who Prepared Inventory (if different from above)
Name: |  | Title/Affiliation:
Telephone: |  | Email:

## Inventory Methods
Inventory Methodology
PWS Name:
PWSID:
Enter Date Last Updated:
Purpose of this worksheet: For water systems to document the methods and resources they used to develop and update their inventory.
Part 1: Historical Records Review
Type of Record | Describe the Records Reviewed for Your Inventory and Indicate Your Level of Confidence (e.g., Low, Medium, or High)
1. Previous Materials Evaluation Example: Locations of Tier 1 lead tap sampling locations that are served by a lead service line.
2. Construction Records and Plumbing Codes Examples: Local ordinance adopting an international plumbing code. Permits for replacing lead service lines.
3. Water System Records Examples: Capital improvement plans. Standard operating procedures. Engineering standards.
4. Distribution System Inspections and Records Examples: Distribution system maps. Tap cards. Service line repair/replacement records. Inspection records. Meter installation records.
5. Additional Records Required by Your State
6. Other Records
Part 2: Identifying Service Line Material During Normal Operations
1. During which normal operating activities are you collecting information on service line material? Check all that apply.
Water meter reading | Water main repair or replacement
Water meter repair or replacement | Backflow prevention device inspection
Service line repair or replacement | Other
If "Other", please explain:
2. Did you develop or revise standard operating procedures to collect service line material information during normal operation? |  | Select "Yes" or "No"
If "Yes", please describe:
Part 3: Service Line Investigations
1. Identify the service line investigation methods your system used to prepare the inventory (check all that apply). If a water system chooses an investigation method not specified by the state under 40 CFR §141.84(a)(3)(iv), state approval is required. Note that investigations are not required by the LCRR but can be used by systems to assess accuracy of historical records and gather information when service line material is unknown.
Visual Inspection at the Meter Pit | Water Quality Sampling - Other
Customer Self-Identification | Mechanical Excavation
CCTV Inspection at Curb Box - External | Vacuum Excavation
CCTV Inspection at Curb Box - Internal | Predictive Modeling
Water Quality Sampling - Targeted | Other
Water Quality Sampling - Flushed
Water Quality sampling - Sequential
If "Other", please explain:
2. If "Predictive Modeling", please briefly describe the model and inputs used:
3. How did you prioritize locations for service line materials investigations? For example, did you consider environmental justice and/or sensitive populations, did you use predictive modeling, and/or did you target areas with high number of unknowns?

## Inventory Summary
Inventory Summary
PWS Name:
PWSID:
Enter Date Last Updated:
Purpose of this worksheet: For water systems to provide a summary of their service line inventory, including information on ownership, inventory format, and the number of service lines for each of the four required materials classifications.
Part 1. General Information
1. Is this the Initial Inventory or an Inventory Update? |  | Select One
2a. Who owns the service lines in your system? If other, please explain below. |  | Select Ownership Type
2b. Is there documentation that defines service line ownership in your system, such as a local ordinance? If yes, please describe below and explain where ownership is split (e.g., property line, curb stop). |  | Select "Yes" or "No"
3a. Describe when lead service lines were generally installed in your system.
3b. When were lead service lines banned in your system? Reference the state or local ordinance that banned the use of lead in your system.
4. Do you have lead goosenecks, pigtails or connectors in your system? |  | Select "Yes" or "No" or "Don't Know"
5. What is your overall level of confidence in the inventory (i.e., "Low", "Medium", or "High.") Please explain your rationale below.
Part 2. Inventory Format
Describe your inventory format in the space provided below (e.g., the Detailed Inventory worksheet, custom spreadsheet, GIS map). Provide the filename and/or web address if applicable. Note that the state may require you to submit your detailed inventory of each service line in your distribution system.
Part 3. Inventory Summary Table 1
If you are using the Detailed Inventory worksheet, the classifications you select in the Column "Entire Service Line Material Classification" (Column X) will be used to calculate the total number of service lines for each of the four material classifications below. Otherwise, enter the number of service lines in the aqua-colored cells. Remember this is the classification for the entire service line.
Service Line Material Classification | Definition |  | Total Number of Service Lines (REQUIRED to be reported under the LCRR)
Lead | Any portion of the service line is known to be made of lead.2 |  | 0
Galvanized Requiring Replacement (GRR) | The service line is not made of lead, but a portion is galvanized and the system is unable to demonstrate that the galvanized line was never downstream of a lead service line. |  | 0
Non-Lead | All portions of the service line are known NOT to be lead or GRR through an evidence-based record, method, or technique. |  | 867
Lead Status Unknown | The service line material is not known to be lead or GRR. For the entire service line or a portion of it (in cases of split ownership), there is not enough evidence to support material classification. |  | 0
TOTAL |  |  | 867
Notes
1 This summary table is for reporting material for the entire service line connecting the water main to the customer's plumbing. See the Classifying SLs worksheet for additional guidance on assigning a materials classification to the entire service line when ownership is split. Remember that systems must track the system-owned and customer-owned portions separately in their inventory.
2 A lead-lined galvanized service line is consistent with the definition of an LSL under the LCRR (“a portion of pipe that is made of lead, which connects the water main to the building inlet”) (40 CFR §141.2) and must therefore be classified in the inventory as an LSL. Do NOT, however, count non-lead service lines with a lead gooseneck or pigtail as lead service lines unless required by your state.

## Detailed Inventory
Detailed Inventory
PWS Name: Fall City Water District #127
PWS ID: 245508, 020067, 642943, and 833103
Date Last Updated: 1/10/24
Purpose of this worksheet: To provide a customizable format water systems can use to track materials for each service line in their distribution system. General Instructions: Each row in this worksheet represents one service line connecting the water main to the customer's plumbing. The worksheet includes required and recommended elements; the columns with the aqua shading are required by the LCRR. Systems can customize by adding or deleting columns. Important notes for each column are in Row 12; also see the Template Instructions worksheet for detailed instructions. Note that users can freeze panes to enable them to see the headings and notes when entering data. The worksheet includes examples in rows 13 - 20 and is formatted for approximately 10,000 entries.
Location Information |  |  |  |  | System-Owned Portion | [8 empty] | Customer-Owned Portion | [7 empty] | Entire Service Line Material Classification | Other Potential Sources of Lead |  |  | Additional Information to Assign Tap Monitoring Tiering |  |  |  | Lead Service Line Replacement (LSLR)
Unique Service Line ID | Location Identifier |  | Sensitive Population? (Yes/No) | Disadvantaged Neighborhood? (Yes/No) | System-Owned Portion Service Line Material Classification | If Non-Lead in Column G, Was Material Ever Previously Lead? | Service Line Installation Date | Service Line Size | Basis of Material Classification | Was the Service Line Material Field Verified? | If "Yes" Service Line Material Was Field Verified: |  | Notes | Customer-Owned Portion Service Line Material Classification | Service Line Installation Date | Service Line Size | Basis of Material Classification | Was the Service Line Material Field Verified? | If "Yes" Service Line Material Was Field Verified: |  | Notes |  | Is there a Lead Connector? | Is there Lead Solder in the Service Line? | Describe Other Fittings and Equipment Connected to the Service Line that Contain Lead | Building Type Connected to Service Line | Point-of-Entry or Point-of-Use Treatment Present? | Does the Interior Building Plumbing Contain Copper Pipes with Lead Solder Installed Before Your State's Lead Ban (Generally 1986 - 1988)? | Current LCR Sampling Site? | Date of System-owned LSLR | Date of Customer-owned LSLR
| Street Address | Other Location Identifier | [8 empty] | Describe the Field Verification Method | Enter the Date of Field Verification | [6 empty] | Describe the Field Verification Method | Enter the Date of Field Verification
A Unique ID is recommended for each service line. | Water systems must track addresses of all service lines in their internal inventory. For the publicly accessible version, location identifiers are required for lead and galvanized requiring replacement. If the system does not use addresses for their location identifier, other options could include GPS coordinates, landmark, intersection, block, or other details to specify service line locations. |  | Select Yes if sensitive subpopulation, e.g., day care, school, multifamily home. If Yes-Other, describe in the Notes field. | Does location meet state affordability guidelines or other measures? | Dropdown list includes recommended subclassifications. If "Non-Lead Other", describe in Notes field | Select Yes, No, or Don't know. Important for determining if downstream/ customer-owned galvanized service line requires replacement | Date, year, or estimated date range when the service line was installed or replaced | Diameter in inches | Select option from drop down list. If "Other," describe in the Notes field | Select Yes or No | Select option from drop down list. If "Other," describe in the Notes field | Enter approximate date of field verification or date that the record was updated | Can use this field for documenting additional relevant information, including when classification changes. | Dropdown list includes recommended subclassifications. If non-lead other, describe in Notes field. | Date, year, or estimated date range when the service line was installed or replaced | Diameter in inches | Select option from drop down list. If "Other," describe in the Notes field | Select Yes or No | Select option from drop down list. If "Other," describe in the Notes field | Enter approximate date of field verification or date that record was updated | Can use this field for documenting additional relevant information, including when classification changes. | Dropdown list includes four required service line classifications of Lead, Non-lead, Galvanized Requiring Replacement, or Unknown | For example, lead gooseneck or pigtail where the water main is connected to the service line | Select Yes, No, or Don't Know | For example, backflow preventer or meter containing lead | Note: This information may be helpful for identifying lead tap monitoring locations.
Example 1 | 1234 Test St., City, State, Zip Code | Intersection of Test and Elm St. | No | No | Non-Lead - Plastic | Yes | 1997 | 2 | Installation date after lead ban | Yes | Visual inspection at the meter pit | 2019-05-01 |  | Non-Lead - Plastic | 2012 | 2 | Installation date after lead ban | No |  |  |  | Non-Lead | No | No |  | Single Family Residence | Yes | No | No
0001 | 33015 SE 53rd St |  | No | No | Unknown - Unlikely Lead | No | 1961 | 3/4 | [5 empty] | Unknown - Unlikely Lead | 1961 | 3/4 | [5 empty] | Non-Lead | No | No |  | Building | Unknown | Unknown | No | Does not meet tiering criteria | Does not meet tiering criteria
0002 | 4346 328th Pl SE |  | No | No | Unknown - Unlikely Lead | No | 1984 | 3/4 | [5 empty] | Unknown - Unlikely Lead | 1984 | 3/4 | [5 empty] | Non-Lead | No | No |  | Single Family Residence | Unknown | Unknown | No | Does not meet tiering criteria | Does not meet tiering criteria
0003 | 32401 SE 44th |  | No | No | Unknown - Unlikely Lead | No | 1905-06-07 | 3/4 | [5 empty] | Unknown - Unlikely Lead | 1985 | 3/4 | [5 empty] | Non-Lead | No | No |  | Single Family Residence | Unknown | Unknown | No | Does not meet tiering criteria | Does not meet tiering criteria
0004 | 4706 Preston/FC Rd |  | No | No | Unknown - Unlikely Lead | No | 1957 | 3/4 | [5 empty] | Unknown - Unlikely Lead | 1957 | 3/4 | [5 empty] | Non-Lead | No | No |  | Single Family Residence | Unknown | Unknown | No | Does not meet tiering criteria | Does not meet tiering criteria
0005 | 33619 SE 44th |  | No | No | [21 empty] | Single Family Residence | Unknown
0006 | 4254 332nd Ave SE |  | No | No | [21 empty] | Single Family Residence | Unknown
0007 | 33418 SE 44th Pl |  | No | No | Non-Lead - Plastic | No | 2012 | 3/4 | [5 empty] | Non-Lead - Plastic | 2012 | 3/4 | [5 empty] | Non-Lead | No | No |  | Single Family Residence | Unknown | Unknown | No | Does not meet tiering criteria | Does not meet tiering criteria
0008 | 4160 330th Pl SE |  | No | No | Unknown - Unlikely Lead | No | 1974 | 3/4 | [5 empty] | Unknown - Unlikely Lead | 1974 | 3/4 | [5 empty] | Non-Lead | No | No |  | Single Family Residence | Unknown | Unknown | No | Does not meet tiering criteria | Does not meet tiering criteria
0009 | 33106 SE Iss/FC Rd |  | No | No | Unknown - Unlikely Lead | No | 1962 | 3/4 | [5 empty] | Unknown - Unlikely Lead | 1962 | 3/4 | [5 empty] | Non-Lead | No | No |  | Single Family Residence | Unknown | Unknown | No | Does not meet tiering criteria | Does not meet tiering criteria
0010 | 33107 SE 45th St |  | No | No | Unknown - Unlikely Lead | No
0011 | 4517 330th Pl SE |  | No | No | Unknown - Unlikely Lead | No | 1972 | 3/4 | [5 empty] | Unknown - Unlikely Lead | 1972 | 3/4 | [5 empty] | Non-Lead | No | No |  | Single Family Residence | Unknown | Unknown | No | Does not meet tiering criteria | Does not meet tiering criteria
0012 | 32712 SE 43rd St |  | No | No | Unknown - Unlikely Lead | No | 1972 | 3/4 | [5 empty] | Unknown - Unlikely Lead | 1972 | 3/4 | [5 empty] | Non-Lead | No | No |  | Single Family Residence | Unknown | Unknown | No | Does not meet tiering criteria | Does not meet tiering criteria
0013 | 4319 335th Pl SE |  | No | No
0014 | 4241 328th Pl SE |  | No | No | Unknown - Unlikely Lead | No | 1969 | 3/4 | [5 empty] | Unknown - Unlikely Lead | 1969 | 3/4 | [5 empty] | Non-Lead | No | No |  | Single Family Residence | Unknown | Unknown | No | Does not meet tiering criteria | Does not meet tiering criteria
0015 | 4354 334th Pl SE |  | No | No
0016 | 4315 328th Pl SE |  | No | No | Unknown - Unlikely Lead | No | 1977 | 3/4 | [5 empty] | Unknown - Unlikely Lead | 1977 | 3/4 | [5 empty] | Non-Lead | No | No |  | Single Family Residence | Unknown | Unknown | No | Does not meet tiering criteria | Does not meet tiering criteria
0017 | 32725 SE 42nd |  | No | No | Unknown - Unlikely Lead | No | 1983 | 3/4 | [5 empty] | Unknown - Unlikely Lead | 1983 | 3/4 | [5 empty] | Non-Lead | No | No |  | Single Family Residence | Unknown | Unknown | No | Does not meet tiering criteria | Does not meet tiering criteria
0018 | 4224 333rd Ave SE |  | No | No | Unknown - Unlikely Lead | No | 1962 | 3/4 | [5 empty] | Unknown - Unlikely Lead | 1962 | 3/4 | [5 empty] | Non-Lead | No | No |  | Single Family Residence | Unknown | Unknown | No | Does not meet tiering criteria | Does not meet tiering criteria
0020 | 4037 323rd Ave SE |  | No | No | Unknown - Unlikely Lead | No | 1974 | 3/4 | [5 empty] | Unknown - Unlikely Lead | 1974 | 3/4 | [5 empty] | Non-Lead | No | No |  | Single Family Residence | Unknown | Unknown | No | Does not meet tiering criteria | Does not meet tiering criteria
0021 | 4459 337th Pl SE |  | No | No | Non-Lead - Plastic | No | 1991 | 3/4 | Installation date after lead ban | No |  |  |  | Non-Lead - Plastic | 1991 | 3/4 | Installation date after lead ban | No |  |  |  | Non-Lead | No | No |  | Single Family Residence | Unknown | No | No | Does not meet tiering criteria | Does not meet tiering criteria
0022 | Alley | 335th Pl SE - Telephone | No | No | Unknown - Unlikely Lead | No | 1984 | 3/4 | [5 empty] | Unknown - Unlikely Lead | 1984 | 3/4 | [5 empty] | Non-Lead | No | No |  | Building | Unknown | Unknown | No | Does not meet tiering criteria | Does not meet tiering criteria
0023 | 4353 338th Pl SE |  | No | No
0024 | 4152 330th Pl SE |  | No | No | Unknown - Unlikely Lead | No | 1974 | 3/4 | [5 empty] | Unknown - Unlikely Lead | 1974 | 3/4 | [5 empty] | Non-Lead | No | No |  | Single Family Residence | Unknown | Unknown | No | Does not meet tiering criteria | Does not meet tiering criteria
0025 | 4440 SE Pres/FC Rd | Golf coarse | No | No
0028 | 4215 324th Ave SE |  | No | No | Unknown - Unlikely Lead | No | 1962 | 3/4 | [5 empty] | Unknown - Unlikely Lead | 1964 | 3/4 | [5 empty] | Non-Lead | No | No |  | Single Family Residence | Unknown | Unknown | No | Does not meet tiering criteria | Does not meet tiering criteria
0029 | 33354 SE Red/FC Rd |  | No | No
0030 | 33344 SE Red/FC Rd |  | No | No
0031 | 4430 337th Pl SE |  | No | No
0032 | 5016 325th Pl SE |  | No | No | Unknown - Unlikely Lead | No | 1968 | 3/4 | [5 empty] | Unknown - Unlikely Lead | 1968 | 3/4 | [5 empty] | Non-Lead | No | No |  | Single Family Residence | Unknown | Unknown | No | Does not meet tiering criteria | Does not meet tiering criteria
0033 | 32029 SE 40th St |  | No | No | Unknown - Unlikely Lead | No | 1962 | 3/4 | [5 empty] | Unknown - Unlikely Lead | 1962 | 3/4 | [5 empty] | Non-Lead | No | No |  | Single Family Residence | Unknown | Unknown | No | Does not meet tiering criteria | Does not meet tiering criteria
0035 | 33525 SE 47th St |  | No | No | Unknown - Unlikely Lead | No | 1969 | 3/4 | [5 empty] | Unknown - Unlikely Lead | 1969 | 3/4 | [5 empty] | Non-Lead | No | No |  | Single Family Residence | Unknown | Unknown | No | Does not meet tiering criteria | Does not meet tiering criteria
0036 | 33707 SE Red/FC Rd |  | No | No | Non-Lead - Plastic | Don't know | 2002 | 1 | Installation date after lead ban | Yes | Visual inspection at the meter pit | 2002-11-01 |  | Non-Lead - Plastic | 2002 | 1 | Installation date after lead ban | Yes | Visual inspection at the meter pit | 2002-11-01 |  | Non-Lead | No | No |  | Building | Unknown | Unknown | No | Does not meet tiering criteria | Does not meet tiering criteria
0037 | 31929 SE 44th St |  | No | No
0038 | 4737 Pres/FC Rd |  | No | No | Unknown - Unlikely Lead | No | 1978 | 3/4 | [5 empty] | Unknown - Unlikely Lead | 1978 | 3/4 | [5 empty] | Non-Lead | No | No |  | Single Family Residence | Unknown | Unknown | No | Does not meet tiering criteria | Does not meet tiering criteria
0039 | 4305 328th Pl SE |  | No | No | Unknown - Unlikely Lead | No | 1977 | 3/4 | [5 empty] | Unknown - Unlikely Lead | 1977 | 3/4 | [5 empty] | Non-Lead | No | No |  | Single Family Residence | Unknown | Unknown | No | Does not meet tiering criteria | Does not meet tiering criteria
0040 | 4750 Pres/FC Rd |  | No | No
0041 | 5324 Pres/FC Rd |  | No | No | Non-Lead - Plastic | No | 1979 | 3/4 | Field inspection only with no records | No |  |  |  | Non-Lead - Plastic | 1979 | 3/4 | Field inspection only with no records | No |  |  |  | Non-Lead | No | No |  | Single Family Residence | Unknown | Unknown | No | Does not meet tiering criteria | Does not meet tiering criteria
0042 | 33370 SE Red/FC Rd |  | No | No
0043 | 4537 332nd Ave SE |  | No | No | Unknown - Unlikely Lead | No | 1978 | 3/4 | [5 empty] | Unknown - Unlikely Lead | 1978 | 3/4 | [5 empty] | Non-Lead | No | No |  | Single Family Residence | Unknown | Unknown | No | Does not meet tiering criteria | Does not meet tiering criteria
0044 | 32929 SE 42nd St |  | No | No | Non-Lead - Plastic | No | 1997 | 3/4 | [5 empty] | Non-Lead - Plastic | 1997 | 3/4 | Installation date after lead ban | No |  |  |  | Non-Lead | No | No |  | Single Family Residence | Unknown | No | No | Does not meet tiering criteria | Does not meet tiering criteria
0045 | 32928 SE 43rd St |  | No | No | Unknown - Unlikely Lead | No | 1986 | 3/4 | [5 empty] | Unknown - Unlikely Lead | 1986 | 3/4 | [5 empty] | Non-Lead | No | No |  | Single Family Residence | Unknown | Unknown | No | Does not meet tiering criteria | Does not meet tiering criteria
0046 | 33703 SE Red/FC Rd |  | No | No | Non-Lead - Plastic | No | 2002 | 1 | Field inspection only with no records | No |  |  |  | Non-Lead - Plastic | 2002 | 1 | Field inspection only with no records | No |  |  |  | Non-Lead | No | No |  | Building | Unknown | Unknown | No | Does not meet tiering criteria | Does not meet tiering criteria
0047 | 4225 337th Pl SE |  | No | No
0048 | 4458 335th Ct SE |  | No | No | Unknown - Unlikely Lead | No | 1970 | 3/4 | [5 empty] | Unknown - Unlikely Lead | 1970 | 3/4 | [5 empty] | Non-Lead | No | No |  | Single Family Residence | Unknown | Unknown | No | Does not meet tiering criteria | Does not meet tiering criteria
0049 | 4243 327th Pl SE |  | No | No | Unknown - Unlikely Lead | No | 1972 | 3/4 | [5 empty] | Unknown - Unlikely Lead | 1972 | 3/4 | [5 empty] | Non-Lead | No | No |  | Single Family Residence | Unknown | Unknown | No | Does not meet tiering criteria | Does not meet tiering criteria
0050 | 33317 SE 44th Pl |  | No | No
0051 | 31605 SE 40th St |  | No | No
0052 | 4426 331st Ave Se |  | No | No | Unknown - Unlikely Lead | No | 1970 | 3/4 | [5 empty] | Unknown - Unlikely Lead | 1970 | 3/4 | [5 empty] | Non-Lead | No | No |  | Single Family Residence | Unknown | Unknown | No | Does not meet tiering criteria | Does not meet tiering criteria
0053 | 33124 SE 46th St |  | No | No | Unknown - Unlikely Lead | No | 1978 | 3/4 | [5 empty] | Unknown - Unlikely Lead | 1978 | 3/4 | [5 empty] | Non-Lead | No | No |  | Single Family Residence | Unknown | Unknown | No | Does not meet tiering criteria | Does not meet tiering criteria
0054 | 32601 SE 44th St |  | No | No | Unknown - Unlikely Lead | No | 1966 | 3/4 | [5 empty] | Unknown - Unlikely Lead | 1966 | 3/4 | [5 empty] | Non-Lead | No | No |  | Single Family Residence | Unknown | Unknown | No | Does not meet tiering criteria | Does not meet tiering criteria
0055 | 4021 324th Ave Se |  | No | No | Unknown - Unlikely Lead | No | 1964 | 3/4 | [5 empty] | Unknown - Unlikely Lead | 1964 | 3/4 | [5 empty] | Non-Lead | No | No |  | Single Family Residence | Unknown | Unknown | No | Does not meet tiering criteria | Does not meet tiering criteria
0056 | 33330 SE 43rd St |  | No | No
0057 | 4329 334th Pl Se |  | No | No | Non-Lead - Plastic | No | 2020 | 1 | Field inspection only with no records | Yes | Visual inspection at the meter pit | 2020-06-01 |  | Non-Lead - Plastic | 2020 | 1 | Field inspection only with no records | Yes | Visual inspection at the meter pit | 2020-06-01 |  | Non-Lead | No | No |  | Single Family Residence | Unknown | Unknown | No | Does not meet tiering criteria | Does not meet tiering criteria
0058 | 33322 SE 43rd St |  | No | No
0059 | 4363 337th Pl SE |  | No | No
0060 | 4135 332nd Ave SE |  | No | No
0061 | 4250 324th Ave SE |  | No | No | Unknown - Unlikely Lead | No | 1966 | 3/4 | [5 empty] | Unknown - Unlikely Lead | 1966 | 3/4 | [5 empty] | Non-Lead | No | No |  | Single Family Residence | Unknown | Unknown | No | Does not meet tiering criteria | Does not meet tiering criteria
0062 | 4341 Pres/FC Rd | KC Public Works | No | No
0063 | 4324 326th Pl SE |  | No | No | Unknown - Unlikely Lead | No | 1963 | 3/4 | [5 empty] | Unknown - Unlikely Lead | 1968 | 3/4 | [5 empty] | Non-Lead | No | No |  | Single Family Residence | Unknown | Unknown | No | Does not meet tiering criteria | Does not meet tiering criteria
0064 | 4416 331st Ave SE |  | No | No | Unknown - Unlikely Lead | No | 1964 | 3/4 | [5 empty] | Unknown - Unlikely Lead | 1964 | 3/4 | [5 empty] | Non-Lead | No | No |  | Single Family Residence | Unknown | Unknown | No | Does not meet tiering criteria | Does not meet tiering criteria
0065 | 4231 328th Pl SE |  | No | No | Unknown - Unlikely Lead | No | 1969 | 3/4 | [5 empty] | Unknown - Unlikely Lead | 1969 | 3/4 | [5 empty] | Non-Lead | No | No |  | Single Family Residence | Unknown | Unknown | No | Does not meet tiering criteria | Does not meet tiering criteria
0066 | 33627 SE Red/FC Rd |  | No | No | Non-Lead - Plastic | No | 2002 | 1 | Field inspection only with no records | Yes | Visual inspection at the meter pit | 2002-11-01 |  | Non-Lead - Plastic | 2002 | 1 | Field inspection only with no records | Yes | Visual inspection at the meter pit | 2002-11-01 |  | Non-Lead | No | No |  | Building | Unknown | Unknown | No | Does not meet tiering criteria | Does not meet tiering criteria
0067 | 4319 338th Pl SE |  | No | No
0068 | 4115 324th Ave SE |  | No | No | Unknown - Unlikely Lead | No | 1969 | 3/4 | [5 empty] | Unknown - Unlikely Lead | 1969 | 3/4 | [5 empty] | Non-Lead | No | No |  | Single Family Residence | Unknown | Unknown | No | Does not meet tiering criteria | Does not meet tiering criteria
0069 | 4426 332nd Ave SE |  | No | No | Non-Lead - Plastic | No | 2018 | 1 | Field inspection only with no records | Yes | Visual inspection at the meter pit | 2018-06-01 |  | Non-Lead - Plastic | 2018 | 1 | Field inspection only with no records | Yes | Visual inspection at the meter pit | 2018-06-01 |  | Non-Lead | No | No |  | Single Family Residence | Unknown | No | No | Does not meet tiering criteria | Does not meet tiering criteria
0070 | 4421 335th Pl SE |  | No | No | Unknown - Unlikely Lead | No | 1969 | 3/4 | [5 empty] | Unknown - Unlikely Lead | 1969 | 3/4 | [5 empty] | Non-Lead | No | No |  | Single Family Residence | Unknown | Unknown | No | Does not meet tiering criteria | Does not meet tiering criteria
0071 | 4246 332nd Ave SE |  | No | No | Unknown - Unlikely Lead | No | 1965 | 3/4 | [5 empty] | Unknown - Unlikely Lead | 1965 | 3/4 | [5 empty] | Non-Lead | No | No |  | Single Family Residence | Unknown | Unknown | No | Does not meet tiering criteria | Does not meet tiering criteria
0072 | 33301 SE 43rd St |  | No | No | Non-Lead - Plastic | No | 2023 | 1 | Field inspection only with no records | Yes | Visual inspection at the meter pit | 2023-05-01 |  | Non-Lead - Plastic | 2023 | 1 | Field inspection only with no records | Yes | Visual inspection at the meter pit | 2023-05-01 |  | Non-Lead | No | No |  | Single Family Residence | Unknown | No | No | Does not meet tiering criteria | Does not meet tiering criteria
0073 | 4106 324th Ave SE |  | No | No
0074 | 4322 338th Pl SE |  | No | No
0075 | 32901 SE 43rd St |  | No | No | Non-Lead - Plastic | No | 2000 | 1 | Installation date after lead ban | Yes | Visual inspection at the meter pit | 2000-06-01 |  | Non-Lead - Plastic | 2000 | 1 | Field inspection only with no records | Yes | Visual inspection at the meter pit | 2000-06-01 |  | Non-Lead | No | No |  | Single Family Residence | Unknown | No | No | Does not meet tiering criteria | Does not meet tiering criteria
0076 | 32927 SE 43rd St |  | No | No | Non-Lead - Plastic | No | 2000 | 1 | Installation date after lead ban | Yes | Visual inspection at the meter pit | 2000-06-01 |  | Non-Lead - Plastic | 2000 | 1 | Field inspection only with no records | Yes | Visual inspection at the meter pit | 2000-06-01 |  | Non-Lead | No | No |  | Single Family Residence | Unknown | No | No | Does not meet tiering criteria | Does not meet tiering criteria
0077 | 4325 336th Pl SE |  | No | No
0078 | 4165 FC/Carn Rd |  | No | No | Unknown - Unlikely Lead | No | 1962 | 3/4 | [5 empty] | Unknown - Unlikely Lead | 1962 | 3/4 | [5 empty] | Non-Lead | No | No |  | Single Family Residence | Unknown | Unknown | No | Does not meet tiering criteria | Does not meet tiering criteria
0079 | 4137 FC/Carn Rd |  | No | No
0080 | 4541 Pres/FC Rd |  | No | No
0081 | 33331 SE 42nd St |  | No | No
0082 | 4301 334th Pl SE | KC Fire District #27 | No | No | Unknown - Unlikely Lead | No | 1977 | 1 | [5 empty] | Unknown - Unlikely Lead | 1977 | 1 | [5 empty] | Non-Lead | No | No |  | Building | Unknown | Unknown | No | Does not meet tiering criteria | Does not meet tiering criteria
0083 | 4205 334th Pl SE | Montesory | Yes - Day Care | No
0084 | 4447 337th Pl SE |  | No | No | Unknown - Unlikely Lead | No | 1984 | 3/4 | [5 empty] | Unknown - Unlikely Lead | 1984 | 3/4 | [5 empty] | Non-Lead | No | No |  | Single Family Residence | Unknown | Unknown | No | Does not meet tiering criteria | Does not meet tiering criteria
0085 | 32127 SE 40th St |  | No | No | Unknown - Unlikely Lead | No | 1962 | 3/4 | [5 empty] | Unknown - Unlikely Lead | 1962 | 3/4 | [5 empty] | Non-Lead | No | No |  | Single Family Residence | Unknown | Unknown | No | Does not meet tiering criteria | Does not meet tiering criteria
0086 | 4335 328th Pl SE |  | No | No | Unknown - Unlikely Lead | No | 1966 | 3/4 | [5 empty] | Unknown - Unlikely Lead | 1966 | 3/4 | [5 empty] | Non-Lead | No | No |  | Single Family Residence | Unknown | Unknown | No | Does not meet tiering criteria | Does not meet tiering criteria
0087 | 33602 SE 49th St |  | No | No | Unknown - Unlikely Lead | No | 1960 | 3/4 | [5 empty] | Unknown - Unlikely Lead | 1960 | 3/4 | [5 empty] | Non-Lead | No | No |  | Single Family Residence | Unknown | Unknown | No | Does not meet tiering criteria | Does not meet tiering criteria
0088 | 4815 Lk Alice Rd |  | No | No | Unknown - Unlikely Lead | No | 1985 | 3/4 | [5 empty] | Unknown - Unlikely Lead | 1985 | 3/4 | [5 empty] | Non-Lead | No | No |  | Single Family Residence | Unknown | Unknown | No | Does not meet tiering criteria | Does not meet tiering criteria
0089 | 4827 Lk Alice Rd |  | No | No | Unknown - Unlikely Lead | No | 1984 | 3/4 | [5 empty] | Unknown - Unlikely Lead | 1984 | 3/4 | [5 empty] | Non-Lead | No | No |  | Single Family Residence | Unknown | Unknown | No | Does not meet tiering criteria | Does not meet tiering criteria
0090 | 33610 SE 49th St |  | No | No | Unknown - Unlikely Lead | No | 1983 | 3/4 | [5 empty] | Unknown - Unlikely Lead | 1983 | 3/4 | [5 empty] | Non-Lead | No | No |  | Single Family Residence | Unknown | Unknown | No | Does not meet tiering criteria | Does not meet tiering criteria
0091 | 33532 SE 47th St |  | No | No
0092 | 4344 326th Pl SE |  | No | No | Unknown - Unlikely Lead | No | 1968 | 3/4 | [5 empty] | Unknown - Unlikely Lead | 1968 | 3/4 | [5 empty] | Non-Lead | No | No |  | Single Family Residence | Unknown | Unknown | No | Does not meet tiering criteria | Does not meet tiering criteria
0093 | 4538 330th Pl SE |  | No | No | Unknown - Unlikely Lead | No | 1962 | 3/4 | [5 empty] | Unknown - Unlikely Lead | 1962 | 3/4 | [5 empty] | Non-Lead | No | No |  | Single Family Residence | Unknown | Unknown | No | Does not meet tiering criteria | Does not meet tiering criteria
0094 | 4319 336th Pl SE |  | No | No
0095 | 4214 341st Pl SE |  | No | No
0096 | 33102 SE 44th St |  | No | No
0097 | 33423 SE 43rd St |  | No | No
0098 | 4933 Pres/FC Rd |  | No | No | Unknown - Unlikely Lead | No | 1969 | 3/4 | [5 empty] | Unknown - Unlikely Lead | 1969 | 3/4 | [5 empty] | Non-Lead | No | No |  | Single Family Residence | Unknown | Unknown | No | Does not meet tiering criteria | Does not meet tiering criteria
0099 | 4420 337th Pl SE |  | No | No
0100 | 4903 Pres/FC Rd |  | No | No | Unknown - Unlikely Lead | No | 1960 | 3/4 | [5 empty] | Unknown - Unlikely Lead | 1960 | 3/4 | [5 empty] | Non-Lead | No | No |  | Single Family Residence | Unknown | Unknown | No | Does not meet tiering criteria | Does not meet tiering criteria
0101 | 4158 328th Pl SE |  | No | No | Unknown - Unlikely Lead | No | 1962 | 3/4 | [5 empty] | Unknown - Unlikely Lead | 1962 | 3/4 | [5 empty] | Non-Lead | No | No |  | Single Family Residence | Unknown | Unknown | No | Does not meet tiering criteria | Does not meet tiering criteria
0102 | 4233 324th Ave SE |  | No | No
0103 | 4342 338th Pl SE |  | No | No
0104 | 33405 SE 43rd Pl |  | No | No
0105 | 32825 SE 47th Pl |  | No | No | Unknown - Unlikely Lead | No | 1985 | 3/4 | [5 empty] | Unknown - Unlikely Lead | 1985 | 3/4 | [5 empty] | Non-Lead | No | No |  | Single Family Residence | Unknown | Unknown | No | Does not meet tiering criteria | Does not meet tiering criteria
0107 | 4926 335th Pl SE |  | No | No | Unknown - Unlikely Lead | No | 1991 | 3/4 | Installation date after lead ban | No |  |  |  | Unknown - Unlikely Lead | 1991 | 3/4 | Installation date after lead ban | No |  |  |  | Non-Lead | No | No |  | Single Family Residence | Unknown | No | No | Does not meet tiering criteria | Does not meet tiering criteria
0108 | 4014 323rd Ave SE |  | No | No | Unknown - Unlikely Lead | No | 1967 | 3/4 | [5 empty] | Unknown - Unlikely Lead | 1697 | 3/4 | [5 empty] | Non-Lead | No | No |  | Single Family Residence | Unknown | Unknown | No | Does not meet tiering criteria | Does not meet tiering criteria
0109 | 4440 335th Ln SE |  | No | No | Unknown - Unlikely Lead | No | 1975 | 3/4 | [5 empty] | Unknown - Unlikely Lead | 1975 | 3/4 | [5 empty] | Non-Lead | No | No |  | Single Family Residence | Unknown | Unknown | No | Does not meet tiering criteria | Does not meet tiering criteria
0110 | 4805 Pres/ FC Rd |  | No | No
0111 | 33022 SE 43rd St |  | No | No | Unknown - Unlikely Lead | No | 1990 | 3/4 | Installation date after lead ban | No |  |  |  | Unknown - Unlikely Lead | 1990 | 3/4 | Installation date after lead ban | No |  |  |  | Non-Lead | No | No |  | Single Family Residence | Unknown | No | No | Does not meet tiering criteria | Does not meet tiering criteria
0112 | 4304 338th Pl SE |  | No | No
0113 | 33429 Red/FC Rd |  | No | No
0114 | 33723 SE 43rd Pl |  | No | No
0115 | 4200 Pres/FC Rd | Resteraunt | No | No
0116 | 32606 ISS/FC Rd |  | No | No | Unknown - Unlikely Lead | No | 1974 | 3/4 | [5 empty] | Unknown - Unlikely Lead | 1974 | 3/4 | [5 empty] | Non-Lead | No | No |  | Single Family Residence | Unknown | Unknown | No | Does not meet tiering criteria | Does not meet tiering criteria
0117 | 4464 332nd Ave SE |  | No | No | Unknown - Unlikely Lead | No | 1974 | 3/4 | [5 empty] | Unknown - Unlikely Lead | 1974 | 3/4 | [5 empty] | Non-Lead | No | No |  | Single Family Residence | Unknown | Unknown | No | Does not meet tiering criteria | Does not meet tiering criteria
0118 | 4355 326th Pl SE |  | No | No | Unknown - Unlikely Lead | No | 1981 | 3/4 | [5 empty] | Unknown - Unlikely Lead | 1981 | 3/4 | [5 empty] | Non-Lead | No | No |  | Single Family Residence | Unknown | Unknown | No | Does not meet tiering criteria | Does not meet tiering criteria
0119 | 32411 SE 44th St |  | No | No
0120 | 4136 330th Pl SE |  | No | No | Unknown - Unlikely Lead | No | 1974 | 3/4 | [5 empty] | Unknown - Unlikely Lead | 1974 | 3/4 | [5 empty] | Non-Lead | No | No |  | Single Family Residence | Unknown | Unknown | No | Does not meet tiering criteria | Does not meet tiering criteria
0121 | 33509 SE 43rd Pl |  | No | No
0122 | 33631 SE Red/FC Rd |  | No | No | Non-Lead - Plastic | No | 2002 | 1 | Field inspection only with no records | Yes | Visual inspection at the meter pit | 2002-06-01 |  | Non-Lead - Plastic | 2002 | 1 | Field inspection only with no records | Yes | Visual inspection at the meter pit | 2002-06-01 |  | Non-Lead | No | No |  | Building | Unknown | Unknown | No | Does not meet tiering criteria | Does not meet tiering criteria
0123 | 4329 327th Pl SE |  | No | No | Unknown - Unlikely Lead | No | 1986 | 3/4 | [5 empty] | Unknown - Unlikely Lead | 1986 | 3/4 | [5 empty] | Non-Lead | No | No |  | Single Family Residence | Unknown | Unknown | No | Does not meet tiering criteria | Does not meet tiering criteria
0124 | 4750 328th Ave SE |  | No | No | Unknown - Unlikely Lead | No | 1986 | 3/4 | [5 empty] | Unknown - Unlikely Lead | 1986 | 3/4 | [5 empty] | Non-Lead | No | No |  | Single Family Residence | Unknown | Unknown | No | Does not meet tiering criteria | Does not meet tiering criteria
0125 | 4441 337th Pl SE |  | No | No | Non-Lead - Plastic | No | 1998 | 1 | Installation date after lead ban | No |  |  |  | Non-Lead - Plastic | 2024 | 1 | Field inspection only with no records | Yes | Visual inspection at the meter pit | 2024-04-01 |  | Non-Lead | No | No |  | Single Family Residence | Unknown | No | No | Does not meet tiering criteria | Does not meet tiering criteria
0126 | 32324 SE 44th St |  | No | No | Unknown - Unlikely Lead | No | 1959 | 3/4 | [5 empty] | Unknown - Unlikely Lead | 1959 | 3/4 | [5 empty] | Non-Lead | No | No |  | Single Family Residence | Unknown | Unknown | No | Does not meet tiering criteria | Does not meet tiering criteria
0127 | 4106 328th Pl SE |  | No | No | Unknown - Unlikely Lead | No | 1970 | 3/4 | [5 empty] | Unknown - Unlikely Lead | 1970 | 3/4 | [5 empty] | Non-Lead | No | No |  | Single Family Residence | Unknown | Unknown | No | Does not meet tiering criteria | Does not meet tiering criteria
0128 | 4206 333rd Ave SE |  | No | No | Unknown - Unlikely Lead | No | 1960 | 3/4 | [5 empty] | Unknown - Unlikely Lead | 1960 | 3/4 | [5 empty] | Non-Lead | No | No |  | Single Family Residence | Unknown | Unknown | No | Does not meet tiering criteria | Does not meet tiering criteria
0129 | 4230 328th Pl SE |  | No | No | Unknown - Unlikely Lead | No | 1969 | 3/4 | [5 empty] | Unknown - Unlikely Lead | 1969 | 3/4 | [5 empty] | Non-Lead | No | No |  | Single Family Residence | Unknown | Unknown | No | Does not meet tiering criteria | Does not meet tiering criteria
0130 | 4929 328th Way SE |  | No | No
0131 | 4038 323rd Ave SE |  | No | No | Unknown - Unlikely Lead | No | 1968 | 3/4 | [5 empty] | Unknown - Unlikely Lead | 1968 | 3/4 | [5 empty] | Non-Lead | No | No |  | Single Family Residence | Unknown | Unknown | No | Does not meet tiering criteria | Does not meet tiering criteria
0132 | 4236 327th Pl SE |  | No | No | Unknown - Unlikely Lead | No | 1972 | 3/4 | [5 empty] | Unknown - Unlikely Lead | 1972 | 3/4 | [5 empty] | Non-Lead | No | No |  | Single Family Residence | Unknown | Unknown | No | Does not meet tiering criteria | Does not meet tiering criteria
0133 | 4022 323rd Ave SE |  | No | No | Unknown - Unlikely Lead | No | 1967 | 3/4 | [5 empty] | Unknown - Unlikely Lead | 1967 | 3/4 | [5 empty] | Non-Lead | No | No |  | Single Family Residence | Unknown | Unknown | No | Does not meet tiering criteria | Does not meet tiering criteria
0134 | 31717 SE 40th St |  | No | No | Non-Lead - Plastic | No | 2023 | 1 | Field inspection only with no records | Yes | Visual inspection at the meter pit | 2023-04-01 |  | Non-Lead - Plastic | 2023 | 1 | Field inspection only with no records | Yes | Visual inspection at the meter pit | 2023-07-01 |  | Non-Lead | No | No |  | Single Family Residence | Unknown | No | No | Does not meet tiering criteria | Does not meet tiering criteria
0135 | 4429 334th Pl SE |  | No | No | Unknown - Unlikely Lead | No | 1969 | 3/4 | [5 empty] | Unknown - Unlikely Lead | 1969 | 3/4 | [5 empty] | Non-Lead | No | No |  | Single Family Residence | Unknown | Unknown | No | Does not meet tiering criteria | Does not meet tiering criteria
0136 | 4318 SE Pres/FC rd |  | No | No
0137 | 4142 324th Ave SE |  | No | No
0138 | 4105 324th Ave SE |  | No | No
0140 | 4356 328th Pl SE |  | No | No | Unknown - Unlikely Lead | No | 1963 | 3/4 | [5 empty] | Unknown - Unlikely Lead | 1963 | 3/4 | [5 empty] | Non-Lead | No | No |  | Single Family Residence | Unknown | Unknown | No | Does not meet tiering criteria | Does not meet tiering criteria
0141 | 33221 SE 45th St |  | No | No | Unknown - Unlikely Lead | No | 1993 | 3/4 | Installation date after lead ban | No |  |  |  | Unknown - Unlikely Lead | 1993 | 3/4 | Installation date after lead ban | No |  |  |  | Non-Lead | No | No |  | Single Family Residence | Unknown | No | No | Does not meet tiering criteria | Does not meet tiering criteria
0142 | 33413 SE 43rd Pl |  | No | No
0143 | 2514 316th Ave SE |  | No | No
0144 | 4225 335th Pl SE | Post Office Fire line | No | No | Unknown - Unlikely Lead | No | 1986 | [6 empty] | Unknown - Unlikely Lead | 1986 | [6 empty] | Non-Lead | No | No |  | Building | Unknown | Unknown | No | Does not meet tiering criteria | Does not meet tiering criteria
0145 | 4807 325th Pl SE |  | No | No | Unknown - Unlikely Lead | No | 1962 | 3/4 | [20 empty] | No | Does not meet tiering criteria | Does not meet tiering criteria
0146 | 4446 331st Ave SE |  | No | No | Unknown - Unlikely Lead | No | 1965 | 3/4 | [5 empty] | Unknown - Unlikely Lead | 1965 | 3/4 | [5 empty] | Non-Lead | No | No |  | Single Family Residence | Unknown | Unknown | No | Does not meet tiering criteria | Does not meet tiering criteria
0147 | 32003 SE 40th St |  | No | No
0148 | 4327 338th Pl SE |  | No | No
0149 | 4559 SE Pres/FC Rd |  | No | No
0150 | 4212 SE Pres/FC Rd | Hotel units | No | No
0151 | 33423 SE 44th Pl |  | No | No | Unknown - Unlikely Lead | No | 1968 | 3/4 | [5 empty] | Unknown - Unlikely Lead | 1968 | 3/4 | [5 empty] | Non-Lead | No | No |  | Single Family Residence | Unknown | Unknown | No | Does not meet tiering criteria | Does not meet tiering criteria
0152 | 33524 SE 43rd St |  | No | No
0153 | 4420 334th Pl SE |  | No | No | Non-Lead - Plastic | No | 2000 | 1 | Installation date after lead ban | No |  |  |  | Non-Lead - Plastic | 2000 | 1 | Installation date after lead ban | No |  |  |  | Non-Lead | No | No |  | Single Family Residence | Unknown | No | No | Does not meet tiering criteria | Does not meet tiering criteria
0154 | 4412 334th Pl SE |  | No | No | Non-Lead - Plastic | No | 2010 | 1 | Installation date after lead ban | Yes | Visual inspection at the meter pit | 2010-05-01 |  | Non-Lead - Plastic | 2010 | 1 | Installation date after lead ban | Yes | Visual inspection at the meter pit | 2010-05-01 |  | Non-Lead | No | No |  | Single Family Residence | Unknown | No | No | Does not meet tiering criteria | Does not meet tiering criteria
0155 | 4415 337th Pl SE |  | No | No | Unknown - Unlikely Lead | No | 1964 | 3/4 | [5 empty] | Unknown - Unlikely Lead | 1964 | 3/4 | [5 empty] | Non-Lead | No | No |  | Single Family Residence | Unknown | Unknown | No | Does not meet tiering criteria | Does not meet tiering criteria
0156 | 32910 SE 42nd St |  | No | No | Unknown - Unlikely Lead | No | 1983 | 3/4 | [5 empty] | Unknown - Unlikely Lead | 1983 | 3/4 | [5 empty] | Non-Lead | No | No |  | Single Family Residence | Unknown | Unknown | No | Does not meet tiering criteria | Does not meet tiering criteria
0157 | 4362 337th Pl SE |  | No | No
0158 | 33220 SE 44th Pl |  | No | No | Unknown - Unlikely Lead | No | 1988 | 3/ | Installation date after lead ban | No |  |  |  | Unknown - Unlikely Lead | 1988 | 3/4 | Installation date after lead ban | No |  |  |  | Non-Lead | No | No |  | Single Family Residence | Unknown | Unknown | No | Does not meet tiering criteria | Does not meet tiering criteria
0159 | 4435 337th Pl SE |  | No | No
0161 | 4756 334th Ave SE |  | No | No
0162 | 4211 SE Pres/FC Rd |  | No | No
0163 | 31820 SE 44th St |  | No | No | Unknown - Unlikely Lead | No | 1967 | 3/4 | [5 empty] | Unknown - Unlikely Lead | 1967 | 3/4 | [5 empty] | Non-Lead | No | No |  | Single Family Residence | Unknown | Unknown | No | Does not meet tiering criteria | Does not meet tiering criteria
0164 | 32914 SE 42nd St |  | No | No | Unknown - Unlikely Lead | No | 1979 | 3/4 | [5 empty] | Unknown - Unlikely Lead | 1979 | 3/4 | [5 empty] | Non-Lead | No | No |  | Single Family Residence | Unknown | Unknown | No | Does not meet tiering criteria | Does not meet tiering criteria
0165 | 4115 328th Pl SE |  | No | No | Unknown - Unlikely Lead | No | 1970 | 3/4 | [5 empty] | Unknown - Unlikely Lead | 1970 | 3/4 | [5 empty] | Non-Lead | No | No |  | Single Family Residence | Unknown | Unknown | No | Does not meet tiering criteria | Does not meet tiering criteria
0166 | 32922 SE 42nd St |  | No | No
0167 | 4232 332nd Ave SE |  | No | No | Unknown - Unlikely Lead | No | 1960 | 3/4 | [5 empty] | Unknown - Unlikely Lead | 1960 | 3/4 | [5 empty] | Non-Lead | No | No |  | Single Family Residence | Unknown | Unknown | No | Does not meet tiering criteria | Does not meet tiering criteria
0168 | 4445 SE Pres/FC Rd |  | No | No | Unknown - Unlikely Lead | No | 1962 | 3/4 | [5 empty] | Unknown - Unlikely Lead | 1962 | 3/4 | [5 empty] | Non-Lead | No | No |  | Single Family Residence | Unknown | Unknown | No | Does not meet tiering criteria | Does not meet tiering criteria
0169 | 4457 SE Pres/FC Rd |  | No | No | Non-Lead - Plastic | No | 1995 | 3/4 | Installation date after lead ban | No |  |  |  | Non-Lead - Plastic | 1995 | 3/4 | Installation date after lead ban | No |  |  |  | Non-Lead | No | No |  | Single Family Residence | Unknown | No | No | Does not meet tiering criteria | Does not meet tiering criteria
0170 | 34132 SE 43rd St |  | No | No
0172 | 4325 328th Pl SE |  | No | No | Unknown - Unlikely Lead | No | 1959 | 3/4 | [5 empty] | Unknown - Unlikely Lead | 1959 | 3/4 | [5 empty] | Non-Lead | No | No |  | Single Family Residence | Unknown | Unknown | No | Does not meet tiering criteria | Does not meet tiering criteria
0173 | 32704 SE 44th St |  | No | No
0174 | 4113 332nd Ave SE |  | No | No | Unknown - Unlikely Lead | No | 1960 | 3/4 | [5 empty] | Unknown - Unlikely Lead | 1960 | 3/4 | [5 empty] | Non-Lead | No | No |  | Single Family Residence | Unknown | Unknown | No | Does not meet tiering criteria | Does not meet tiering criteria
0175 | 4474 332nd Ave SE |  | No | No | Unknown - Unlikely Lead | No | 1963 | 3/4 | [5 empty] | Unknown - Unlikely Lead | 1963 | 3/4 | [5 empty] | Non-Lead | No | No |  | Single Family Residence | Unknown | Unknown | No | Does not meet tiering criteria | Does not meet tiering criteria
0176 | 4324 336th Pl SE |  | No | No
0177 | 31818 SE 40th St |  | No | No | Unknown - Unlikely Lead | No | 1969 | 3/4 | [5 empty] | Unknown - Unlikely Lead | 1969 | 3/4 | [5 empty] | Non-Lead | No | No |  | Single Family Residence | Unknown | Unknown | No | Does not meet tiering criteria | Does not meet tiering criteria
0178 | 33108 SE 44th St |  | No | No | Unknown - Unlikely Lead | No | 1963 | 3/4 | [5 empty] | Unknown - Unlikely Lead | 1963 | 3/4 | [5 empty] | Non-Lead | No | No |  | Single Family Residence | Unknown | Unknown | No | Does not meet tiering criteria | Does not meet tiering criteria
0179 | 4467 337th Pl SE |  | No | No | Unknown - Unlikely Lead | No | 1958 | 3/4 | [5 empty] | Unknown - Unlikely Lead | 1958 | 3/4 | [5 empty] | Non-Lead | No | No |  | Single Family Residence | Unknown | Unknown | No | Does not meet tiering criteria | Does not meet tiering criteria
0180 | 4343 324th Ave SE |  | No | No
0181 | 4220 328th Pl SE |  | No | No | Unknown - Unlikely Lead | No | 1970 | 3/4 | [5 empty] | Unknown - Unlikely Lead | 1970 | 3/4 | [5 empty] | Non-Lead | No | No |  | Single Family Residence | Unknown | Unknown | No | Does not meet tiering criteria | Does not meet tiering criteria
0182 | 33625 SE 43rd Pl |  | No | No
0184 | 32725 SE 42nd St |  | No | No | Unknown - Unlikely Lead | No | 1983 | 3/4 | [5 empty] | Unknown - Unlikely Lead | 1983 | 3/4 | [5 empty] | Non-Lead | No | No |  | Single Family Residence | Unknown | Unknown | No | Does not meet tiering criteria | Does not meet tiering criteria
0185 | 33715 SE Red/FC Rd |  | No | No | Non-Lead - Plastic | No | 2002 | 1 | Field inspection only with no records | No |  |  |  | Non-Lead - Plastic | 2002 | 1 | Field inspection only with no records | No |  |  |  | Non-Lead | No | No |  | Building | Unknown | Unknown | No | Does not meet tiering criteria | Does not meet tiering criteria
0186 | 33511 SE Red/FC Rd |  | No | No | Non-Lead - Plastic | No | 2002 | 1 | Field inspection only with no records | No |  |  |  | Non-Lead - Plastic | 2002 | 1 | Field inspection only with no records | No |  |  |  | Non-Lead | No | No |  | Building | Unknown | Unknown | No | Does not meet tiering criteria | Does not meet tiering criteria
0187 | 33623 SE 43rd St |  | No | No
0188 | 33521 SE Red/FC Rd |  | No | No | Non-Lead - Plastic | No | 2002 | 1 | Field inspection only with no records | No |  |  |  | Non-Lead - Plastic | 2002 | 1 | Field inspection only with no records | No |  |  |  | Non-Lead | No | No |  | Building | Unknown | Unknown | No | Does not meet tiering criteria | Does not meet tiering criteria
0189 | 33516 SE 44th Ln |  | No | No | Unknown - Unlikely Lead | No | 1970 | 3/4 | [5 empty] | Unknown - Unlikely Lead | 1970 | 3/4 | [5 empty] | Non-Lead | No | No |  | Single Family Residence | Unknown | Unknown | No | Does not meet tiering criteria | Does not meet tiering criteria
0190 | 5431 Pres/FC Rd SE |  | No | No
0191 | 33609 SE Red/FC Rd |  | No | No | Non-Lead - Plastic | No | 2002 | 1 | Field inspection only with no records | No |  |  |  | Non-Lead - Plastic | 2002 | 1 | Field inspection only with no records | No |  |  |  | Non-Lead | No | No |  | Building | Unknown | Unknown | No | Does not meet tiering criteria | Does not meet tiering criteria
0192 | 4127 330th Pl SE |  | No | No | Unknown - Unlikely Lead | No | 1974 | 3/4 | [5 empty] | Unknown - Unlikely Lead | 1974 | 3/4 | [5 empty] | Non-Lead | No | No |  | Single Family Residence | Unknown | Unknown | No | Does not meet tiering criteria | Does not meet tiering criteria
0193 | 31913 SE 28th St | Cow waterer #1 | No | No
0194 | 32431 SE 31st St |  | No | No
0195 | 4214 333rd Ave SE |  | No | No | Unknown - Unlikely Lead | No | 1960 | 3/4 | [5 empty] | Unknown - Unlikely Lead | 1960 | 3/4 | [5 empty] | Non-Lead | No | No |  | Single Family Residence | Unknown | Unknown | No | Does not meet tiering criteria | Does not meet tiering criteria
0196 | 33113 SE 42nd St |  | No | No | Unknown - Unlikely Lead | No | 1961 | 3/4 | [5 empty] | Unknown - Unlikely Lead | 1961 | 3/4 | [5 empty] | Non-Lead | No | No |  | Single Family Residence | Unknown | Unknown | No | Does not meet tiering criteria | Does not meet tiering criteria
0197 | 4255 333rd Ave SE |  | No | No | Unknown - Unlikely Lead | No | 1960 | 3/4 | [5 empty] | Unknown - Unlikely Lead | 1960 | 3/4 | [5 empty] | Non-Lead | No | No |  | Single Family Residence | Unknown | Unknown | No | Does not meet tiering criteria | Does not meet tiering criteria
0198 | 4314 326th Pl SE |  | No | No | Unknown - Unlikely Lead | No | 1977 | 3/4 | [5 empty] | Unknown - Unlikely Lead | 1977 | 3/4 | [5 empty] | Non-Lead | No | No |  | Single Family Residence | Unknown | Unknown | No | Does not meet tiering criteria | Does not meet tiering criteria
0199 | 33605 SE 44th Pl |  | No | No
0200 | 4044 323rd Ave SE |  | No | No | Unknown - Unlikely Lead | No | 1967 | 3/4 | [5 empty] | Unknown - Unlikely Lead | 1967 | 3/4 | [5 empty] | Non-Lead | No | No |  | Single Family Residence | Unknown | Unknown | No | Does not meet tiering criteria | Does not meet tiering criteria
0201 | 4430 334th Pl SE |  | No | No | Unknown - Unlikely Lead | No | 1978 | 3/4 | [5 empty] | Unknown - Unlikely Lead | 1978 | 3/4 | [5 empty] | Non-Lead | No | No |  | Single Family Residence | Unknown | Unknown | No | Does not meet tiering criteria | Does not meet tiering criteria
0202 | 34323 SE 39th Pl |  | No | No | Non-Lead - Plastic | Don't know | 2021 | 1 | Service line repair or replacement record | Yes | Visual inspection at the meter pit | 2021-05-01 |  | Non-Lead - Plastic | 2021 | 1 | Service line repair or replacement record | Yes | Visual inspection at the meter pit | 2021-09-01 |  | Non-Lead | No | No |  | Single Family Residence | Unknown | Unknown | No | Does not meet tiering criteria | Does not meet tiering criteria
0203 | 33813 SE Red/FC Rd |  | No | No | Non-Lead - Plastic | Don't know | 2002 | 1 | Field inspection only with no records | No |  |  |  | Non-Lead - Plastic | 2002 | 1 | Field inspection only with no records | No |  |  |  | Non-Lead | No | No |  | Building | Unknown | Unknown | No | Does not meet tiering criteria | Does not meet tiering criteria
0204 | 4224 338th Pl SE |  | No | No
0205 | 4327 335th Pl SE |  | No | No | Unknown - Unlikely Lead | No | 1966 | 3/4 | [5 empty] | Unknown - Unlikely Lead | 1966 | 3/4 | [5 empty] | Non-Lead | No | No |  | Single Family Residence | Unknown | Unknown | No | Does not meet tiering criteria | Does not meet tiering criteria
0206 | 33510 SE 43rd Pl |  | No | No | Unknown - Unlikely Lead | No | 1977 | 3/4 | [5 empty] | Unknown - Unlikely Lead | 1977 | 3/4 | [5 empty] | Non-Lead | No | No |  | Single Family Residence | Unknown | Unknown | No | Does not meet tiering criteria | Does not meet tiering criteria
0207 | 4773 Pres/FC Rd SE |  | No | No
0208 | 33712 SE 43rd St |  | No | No
0209 | 4240 328th Pl SE |  | No | No | Unknown - Unlikely Lead | No | 1969 | 3/4 | [5 empty] | Unknown - Unlikely Lead | 1969 | 3/4 | [5 empty] | Non-Lead | No | No |  | Single Family Residence | Unknown | Unknown | No | Does not meet tiering criteria | Does not meet tiering criteria
0210 | 4436 332nd Ave SE |  | No | No
0211 | 3924 FC/Carn Rd SE |  | No | No | Non-Lead - Plastic | Don't know | 2021 | 1 | Field inspection only with no records | Yes | Visual inspection at the meter pit | 2021-05-01 |  | Non-Lead - Plastic | 2021 | 1 | Field inspection only with no records | Yes | Visual inspection at the meter pit | 2024-09-21 |  | Non-Lead | No | No |  | Single Family Residence | Unknown | Unknown | No | Does not meet tiering criteria | Does not meet tiering criteria
0212 | 33312 SE 44th Pl |  | No | No
0213 | 33313 SE 42nd St |  | No | No | Unknown - Unlikely Lead | No | 1964 | 3/4 | [5 empty] | Unknown - Unlikely Lead | 1964 | 3/4 | [5 empty] | Non-Lead | No | No |  | Single Family Residence | Unknown | Unknown | No | Does not meet tiering criteria | Does not meet tiering criteria
0214 | 4354 326th Pl SE |  | No | No | Unknown - Unlikely Lead | No | 1968 | 3/4 | [5 empty] | Unknown - Unlikely Lead | 1968 | 3/4 | [5 empty] | Non-Lead | No | No |  | Single Family Residence | Unknown | Unknown | No | Does not meet tiering criteria | Does not meet tiering criteria
0215 | 4314 334th Pl SE |  | No | No
0216 | 32303 SE 42nd Ln |  | No | No | Unknown - Unlikely Lead | No | 1968 | 3/4 | [5 empty] | Unknown - Unlikely Lead | 1968 | 3/4 | [5 empty] | Non-Lead | No | No |  | Single Family Residence | Unknown | Unknown | No | Does not meet tiering criteria | Does not meet tiering criteria
0217 | 4471 335th Ct SE |  | No | No | Unknown - Unlikely Lead | No | 1957 | 3/4 | [5 empty] | Unknown - Unlikely Lead | 1957 | 3/4 | [5 empty] | Non-Lead | No | No |  | Single Family Residence | Unknown | Unknown | No | Does not meet tiering criteria | Does not meet tiering criteria
0219 | 4221 328th Pl SE |  | No | No | Unknown - Unlikely Lead | No | 1968 | 3/4 | [5 empty] | Unknown - Unlikely Lead | 1968 | 3/4 | [5 empty] | Non-Lead | No | No |  | Single Family Residence | Unknown | Unknown | No | Does not meet tiering criteria | Does not meet tiering criteria
0220 | 4449 335th Ln SE |  | No | No | Unknown - Unlikely Lead | No | 1975 | 3/4 | [5 empty] | Unknown - Unlikely Lead | 1975 | 3/4 | [5 empty] | Non-Lead | No | No |  | Single Family Residence | Unknown | Unknown | No | Does not meet tiering criteria | Does not meet tiering criteria
0221 | 4215 341st Pl SE |  | No | No | Unknown - Unlikely Lead | No | 1975 | 3/4 | [5 empty] | Unknown - Unlikely Lead | 1975 | 3/4 | [5 empty] | Non-Lead | No | No |  | Single Family Residence | Unknown | Unknown | No | Does not meet tiering criteria | Does not meet tiering criteria
0222 | 4240 327th Pl SE |  | No | No | Unknown - Unlikely Lead | No | 1972 | 3/4 | [5 empty] | Unknown - Unlikely Lead | 1972 | 3/4 | [5 empty] | Non-Lead | No | No |  | Single Family Residence | Unknown | Unknown | No | Does not meet tiering criteria | Does not meet tiering criteria
0223 | 33714 SE 47th St |  | No | No | Unknown - Unlikely Lead | No | 1969 | 3/4 | [5 empty] | Unknown - Unlikely Lead | 1969 | 3/4 | [5 empty] | Non-Lead | No | No |  | Single Family Residence | Unknown | Unknown | No | Does not meet tiering criteria | Does not meet tiering criteria
0224 | 33621 SE 47th St |  | No | No | Unknown - Unlikely Lead | No | 1970 | 3/4 | [5 empty] | Unknown - Unlikely Lead | 1970 | 3/4 | [5 empty] | Non-Lead | No | No |  | Single Family Residence | Unknown | Unknown | No | Does not meet tiering criteria | Does not meet tiering criteria
0225 | 33729 SE Red/FC Rd |  | No | No | Non-Lead - Plastic | Don't know | 2002 | 1 | Field inspection only with no records | No |  |  |  | Non-Lead - Plastic | 2002 | 1 | Field inspection only with no records | No |  |  |  | Non-Lead | No | No |  | Building | Unknown | Unknown | No | Does not meet tiering criteria | Does not meet tiering criteria
0226 | 4251 327th Pl SE |  | No | No | Unknown - Unlikely Lead | No | 1972 | 3/4 | [5 empty] | Unknown - Unlikely Lead | 1972 | 3/4 | [5 empty] | Non-Lead | No | No |  | Single Family Residence | Unknown | Unknown | No | Does not meet tiering criteria | Does not meet tiering criteria
0227 | 34313 SE 39th Pl |  | No | No | Non-Lead - Plastic | No | 2021 | 1 | Field inspection only with no records | Yes | Visual inspection at the meter pit | 2021-05-01 |  | Non-Lead - Plastic | 2021 | 1 | Field inspection only with no records | Yes | Visual inspection at the meter pit | 2024-09-21 |  | Non-Lead | No | No |  | Single Family Residence | Unknown | No | No | Does not meet tiering criteria | Does not meet tiering criteria
0228 | 4435 335th Ln SE |  | No | No | Unknown - Unlikely Lead | No | 1971 | 3/4 | [5 empty] | Unknown - Unlikely Lead | 1971 | 3/4 | [5 empty] | Non-Lead | No | No |  | Single Family Residence | Unknown | Unknown | No | Does not meet tiering criteria | Does not meet tiering criteria
0229 | 4327 Pres/FC Rd SE |  | Yes - Multifamily Home | No | Unknown - Unlikely Lead | No | 1965 | 1 | [5 empty] | Unknown - Unlikely Lead | 1965 | 1 | [5 empty] | Non-Lead | No | No |  | Multiple Family Residence | Unknown | Unknown | No | Does not meet tiering criteria | Does not meet tiering criteria
0230 | 31530 SE 40th St |  | No | No | Unknown - Unlikely Lead | No | 1983 | 3/4 | [5 empty] | Unknown - Unlikely Lead | 1983 | 3/4 | [5 empty] | Non-Lead | No | No |  | Single Family Residence | Unknown | Unknown | No | Does not meet tiering criteria | Does not meet tiering criteria
0231 | 33917 SE 43rd St |  | No | No
0232 | 33005 SE 42nd St |  | No | No | Unknown - Unlikely Lead | No | 1980 | 3/4 | [5 empty] | Unknown - Unlikely Lead | 1980 | 3/4 | [5 empty] | Non-Lead | No | No |  | Single Family Residence | Unknown | Unknown | No | Does not meet tiering criteria | Does not meet tiering criteria
0233 | 32516 SE 42nd Pl |  | No | No | Unknown - Unlikely Lead | No | 1992 | 3/4 | Installation date after lead ban | No |  |  |  | Unknown - Unlikely Lead | 1992 | 3/4 | Installation date after lead ban | No |  |  |  | Non-Lead | No | No |  | Single Family Residence | Unknown | No | No | Does not meet tiering criteria | Does not meet tiering criteria
0234 | 4226 341st Pl SE |  | No | No | Unknown - Unlikely Lead | No | 1972 | 3/4 | [5 empty] | Unknown - Unlikely Lead | 1972 | 3/4 | [5 empty] | Non-Lead | No | No |  | Single Family Residence | Unknown | Unknown | No | Does not meet tiering criteria | Does not meet tiering criteria
0235 | 33519 SE 44th Pl |  | No | No
0236 | 34019 SE 43rd st |  | No | No
0237 | 4348 336th Pl SE |  | No | No
0239 | 5103 328th Way SE |  | No | No
0240 | 4128 330th Pl SE |  | No | No | Unknown - Unlikely Lead | No | 1974 | 3/4 | [5 empty] | Unknown - Unlikely Lead | 1974 | 3/4 | [5 empty] | Non-Lead | No | No |  | Single Family Residence | Unknown | Unknown | No | Does not meet tiering criteria | Does not meet tiering criteria
0241 | 4326 328th Pl SE |  | No | No | Unknown - Unlikely Lead | No | 1967 | 3/4 | [5 empty] | Unknown - Unlikely Lead | 1967 | 3/4 | [5 empty] | Non-Lead | No | No |  | Single Family Residence | Unknown | Unknown | No | Does not meet tiering criteria | Does not meet tiering criteria
0242 | 4471 332nd Ave SE |  | No | No | Unknown - Unlikely Lead | No | 1960 | 3/4 | [5 empty] | Unknown - Unlikely Lead | 1960 | 3/4 | [5 empty] | Non-Lead | No | No |  | Single Family Residence | Unknown | Unknown | No | Does not meet tiering criteria | Does not meet tiering criteria
0243 | 4462 Pres/FC Rd SE |  | No | No
0244 | 33209 SE 44th Pl |  | No | No
0245 | 4354 335th PL SE |  | No | No
0246 | 3904 324th Pl SE |  | No | No | Unknown - Unlikely Lead | No | 1986 | 3/4 | [5 empty] | Unknown - Unlikely Lead | 1986 | 3/4 | [5 empty] | Non-Lead | No | No |  | Single Family Residence | Unknown | Unknown | No | Does not meet tiering criteria | Does not meet tiering criteria
0247 | 4244 333rd Ave SE |  | No | No | Unknown - Unlikely Lead | No | 1964 | 3/4 | [5 empty] | Unknown - Unlikely Lead | 1964 | 3/4 | [5 empty] | Non-Lead | No | No |  | Single Family Residence | Unknown | Unknown | No | Does not meet tiering criteria | Does not meet tiering criteria
0248 | 4316 328th Pl SE |  | No | No
0249 | 33418 SE 43rd Pl |  | No | No | Unknown - Unlikely Lead | No | 1958 | 3/4 | [5 empty] | Unknown - Unlikely Lead | 1958 | 3/4 | [5 empty] | Non-Lead | No | No |  | Single Family Residence | Unknown | Unknown | No | Does not meet tiering criteria | Does not meet tiering criteria
0250 | 4362 335th Pl SE |  | No | No
0251 | 32729 SE Red/FC Rd |  | No | No
0252 | 32526 SE 42nd Pl |  | No | No | Unknown - Unlikely Lead | No | 1972 | 3/4 | [5 empty] | Unknown - Unlikely Lead | 1972 | 3/4 | [5 empty] | Non-Lead | No | No |  | Single Family Residence | Unknown | Unknown | No | Does not meet tiering criteria | Does not meet tiering criteria
0253 | 4151 330th Pl SE |  | No | No | Unknown - Unlikely Lead | No | 1974 | 3/4 | [5 empty] | Unknown - Unlikely Lead | 1974 | 3/4 | [5 empty] | Non-Lead | No | No |  | Single Family Residence | Unknown | Unknown | No | Does not meet tiering criteria | Does not meet tiering criteria
0254 | 33021 SE 44th St |  | No | No
0255 | 33009 SE 44th St |  | No | No
0256 | 33526 SE 44th Ln |  | No | No | Unknown - Unlikely Lead | No | 1970 | 3/4 | [5 empty] | Unknown - Unlikely Lead | 1970 | 3/4 | [5 empty] | Non-Lead | No | No |  | Single Family Residence | Unknown | Unknown | No | Does not meet tiering criteria | Does not meet tiering criteria
0257 | 4419 334th Pl SE |  | No | No | Unknown - Unlikely Lead | No | 1999 | 3/4 | Installation date after lead ban | No |  |  |  | Unknown - Unlikely Lead | 1999 | 3/4 | Installation date after lead ban | No |  |  |  | Non-Lead | No | No |  | Single Family Residence | Unknown | No | No | Does not meet tiering criteria | Does not meet tiering criteria
0258 | 4404 335th Pl SE |  | No | No | Unknown - Unlikely Lead | No | 1967 | 3/4 | [5 empty] | Unknown - Unlikely Lead | 1967 | 3/4 | [5 empty] | Non-Lead | No | No |  | Single Family Residence | Unknown | Unknown | No | Does not meet tiering criteria | Does not meet tiering criteria
0259 | 3807 324th Ave SE |  | No | No
0260 | 3913 324th Ave SE |  | No | No
0261 | 4119 330th Pl SE |  | No | No | Unknown - Unlikely Lead | No | 1974 | 3/4 | [5 empty] | Unknown - Unlikely Lead | 1974 | 3/4 | [5 empty] | Non-Lead | No | No |  | Single Family Residence | Unknown | Unknown | No | Does not meet tiering criteria | Does not meet tiering criteria
0262 | 4519 332nd Ave SE |  | No | No | Unknown - Unlikely Lead | No | 1977 | 3/4 | [5 empty] | Unknown - Unlikely Lead | 1977 | 3/4 | [5 empty] | Non-Lead | No | No |  | Single Family Residence | Unknown | Unknown | No | Does not meet tiering criteria | Does not meet tiering criteria
0263 | 4141 328th Pl SE |  | No | No | Unknown - Unlikely Lead | No | 1967 | 3/4 | [5 empty] | Unknown - Unlikely Lead | 1967 | 3/4 | [5 empty] | Non-Lead | No | No |  | Single Family Residence | Unknown | Unknown | No | Does not meet tiering criteria | Does not meet tiering criteria
0264 | 4921 Pres/FC Rd SE |  | No | No | Non-Lead - Plastic | No | 2000 | 1 | Field inspection only with no records | No |  |  |  | Non-Lead - Plastic | 2000 | 1 | Installation date after lead ban | No |  |  |  | Non-Lead | No | No |  | Single Family Residence | Unknown | No | No | Does not meet tiering criteria | Does not meet tiering criteria
0265 | 4221 337th Pl SE |  | No | No
0266 | 4260 333rd Ave SE |  | No | No | Unknown - Unlikely Lead | No | 1960 | 3/4 | [5 empty] | Unknown - Unlikely Lead | 1960 | 3/4 | [5 empty] | Non-Lead | No | No |  | Single Family Residence | Unknown | Unknown | No | Does not meet tiering criteria | Does not meet tiering criteria
0267 | 4029 323rd Ave SE |  | No | No | Unknown - Unlikely Lead | No | 1967 | 3/4 | [5 empty] | Unknown - Unlikely Lead | 1967 | 3/4 | [5 empty] | Non-Lead | No | No |  | Single Family Residence | Unknown | Unknown | No | Does not meet tiering criteria | Does not meet tiering criteria
0268 | 34111 Se 43rd St |  | No | No
0269 | 33012 SE 43rd St |  | No | No | Unknown - Unlikely Lead | No | 1964 | 3/4 | [5 empty] | Unknown - Unlikely Lead | 1964 | 3/4 | [5 empty] | Non-Lead | No | No |  | Single Family Residence | Unknown | Unknown | No | Does not meet tiering criteria | Does not meet tiering criteria
0270 | 4021 323rd Ave SE |  | No | No | Unknown - Unlikely Lead | No | 1967 | 3/4 | [5 empty] | Unknown - Unlikely Lead | 1967 | 3/4 | [5 empty] | Non-Lead | No | No |  | Single Family Residence | Unknown | Unknown | No | Does not meet tiering criteria | Does not meet tiering criteria
0271 | 4448 335th Ct SE |  | No | No | Unknown - Unlikely Lead | No | 1970 | 3/4 | [5 empty] | Unknown - Unlikely Lead | 1970 | 3/4 | [5 empty] | Non-Lead | No | No |  | Single Family Residence | Unknown | Unknown | No | Does not meet tiering criteria | Does not meet tiering criteria
0272 | 4313 340th Pl SE |  | No | No
0273 | 4218 338th Pl SE |  | No | No
0274 | 3605 324th Ave SE |  | No | No | Unknown - Unlikely Lead | No | 1959 | 3/4 | [5 empty] | Unknown - Unlikely Lead | 1959 | 3/4 | [5 empty] | Non-Lead | No | No |  | Single Family Residence | Unknown | Unknown | No | Does not meet tiering criteria | Does not meet tiering criteria
0275 | 4302 Res/FC Rd SE |  | No | No | Unknown - Unlikely Lead | No | 1967 | 3/4 | [5 empty] | Unknown - Unlikely Lead | 1967 | 3/4 | [5 empty] | Non-Lead | No | No |  | Single Family Residence | Unknown | Unknown | No | Does not meet tiering criteria | Does not meet tiering criteria
0276 | 4304 Pres/FC Rd SE |  | No | No | Unknown - Unlikely Lead | No | 1967 | 3/4 | [5 empty] | Unknown - Unlikely Lead | 1967 | 3/4 | [5 empty] | Non-Lead | No | No |  | Single Family Residence | Unknown | Unknown | No | Does not meet tiering criteria | Does not meet tiering criteria
0277 | 4420 332nd Ave SE |  | No | No | Unknown - Unlikely Lead | No | 1979 | 3/4 | [5 empty] | Unknown - Unlikely Lead | 1979 | 3/4 | [5 empty] | Non-Lead | No | No |  | Single Family Residence | Unknown | Unknown | No | Does not meet tiering criteria | Does not meet tiering criteria
0278 | 4120 328th Pl SE |  | No | No | Unknown - Unlikely Lead | No | 1970 | 3/4 | [5 empty] | Unknown - Unlikely Lead | 1970 | 3/4 | [5 empty] | Non-Lead | No | No |  | Single Family Residence | Unknown | Unknown | No | Does not meet tiering criteria | Does not meet tiering criteria
0279 | 4440 Pres/FC Rd SE |  | No | No
0280 | 4802 328th Way SE |  | No | No
0281 | 34115 SE D. Powell Rd |  | No | No
0282 | 33719 & 33717 SE Red/FC Rd |  | No | No | Non-Lead - Plastic | Don't know | 2002 | 1 | Field inspection only with no records | No |  |  |  | Non-Lead - Plastic | 2002 | 1 | Field inspection only with no records | No |  |  |  | Non-Lead | No | No |  | Building | Unknown | Unknown | No | Does not meet tiering criteria | Does not meet tiering criteria
0283 | 2803 321st Ave SE |  | No | No
0284 | 33015 SE 42nd St |  | No | No
0285 | 4030 323rd Ave SE |  | No | No | Unknown - Unlikely Lead | No | 1972 | 3/4 | [5 empty] | Unknown - Unlikely Lead | 1972 | 3/4 | [5 empty] | Non-Lead | No | No |  | Single Family Residence | Unknown | Unknown | No | Does not meet tiering criteria | Does not meet tiering criteria
0286 | 32729 SE 44th St |  | No | No
0287 | 34020 SE 43rd St |  | No | No
0288 | 4013 324th Ave SE |  | No | No | Unknown - Unlikely Lead | No | 1968 | 3/4 | [5 empty] | Unknown - Unlikely Lead | 1968 | 3/4 | [5 empty] | Non-Lead | No | No |  | Single Family Residence | Unknown | Unknown | No | Does not meet tiering criteria | Does not meet tiering criteria
0289 | 3725 324th Ave SE |  | No | No | Unknown - Unlikely Lead | No | 1969 | 3/4 | [5 empty] | Unknown - Unlikely Lead | 1969 | 3/4 | [5 empty] | Non-Lead | No | No |  | Single Family Residence | Unknown | Unknown | No | Does not meet tiering criteria | Does not meet tiering criteria
0290 | 4109 324th Ave SE |  | No | No | Non-Lead - Plastic | No | 2023 | 1 | Field inspection only with no records | Yes | Visual inspection at the meter pit | 2023-03-01 |  | Non-Lead - Plastic | 2023 | 1 | Field inspection only with no records | Yes | Visual inspection at the meter pit | 2024-05-23 |  | Non-Lead | No | No |  | Single Family Residence | Unknown | No | No | Does not meet tiering criteria | Does not meet tiering criteria
0291 | 4312 340th Pl SE |  | No | No
0292 | 4304 340th Pl SE |  | No | No | Unknown - Unlikely Lead | No | 1992 | 3/4 | Installation date after lead ban | No |  |  |  | Unknown - Unlikely Lead | 1992 | 3/4 | Installation date after lead ban | No |  |  |  | Non-Lead | No | No |  | Single Family Residence | Unknown | No | No | Does not meet tiering criteria | Does not meet tiering criteria
0293 | 4144 330th Pl SE |  | No | No | Unknown - Unlikely Lead | No | 1974 | 3/4 | [5 empty] | Unknown - Unlikely Lead | 1974 | 3/4 | [5 empty] | Non-Lead | No | No |  | Single Family Residence | Unknown | Unknown | No | Does not meet tiering criteria | Does not meet tiering criteria
0294 | 32905 SE 44th St |  | No | No
0295 | 4558 329th Pl SE |  | No | No | Unknown - Unlikely Lead | No | 1979 | 3/4 | [5 empty] | Unknown - Unlikely Lead | 1979 | 3/4 | [5 empty] | Non-Lead | No | No |  | Single Family Residence | Unknown | Unknown | No | Does not meet tiering criteria | Does not meet tiering criteria
0296 | 33323 SE 42nd St |  | No | No
0297 | 33529 SE 44th Pl |  | No | No | Unknown - Unlikely Lead | No | 1992 | 3/4 | Installation date after lead ban | No |  |  |  | Unknown - Unlikely Lead | 1992 | 3/4 | Installation date after lead ban | No |  |  |  | Non-Lead | No | No |  | Single Family Residence | Unknown | No | No | Does not meet tiering criteria | Does not meet tiering criteria
0298 | 33613 SE 44th Pl |  | No | No | Non-Lead - Plastic | No | 2006 | 1 | Field inspection only with no records | Yes | Visual inspection at the meter pit | 2006-04-01 |  | Non-Lead - Plastic | 2006 | 1 | Field inspection only with no records | Yes | Visual inspection at the meter pit | 2006-04-01 |  | Non-Lead | No | No |  | Single Family Residence | Unknown | No | No | Does not meet tiering criteria | Does not meet tiering criteria
0299 | 4325 326th Pl SE |  | No | No | Unknown - Unlikely Lead | No | 1968 | 3/4 | [5 empty] | Unknown - Unlikely Lead | 1968 | 3/4 | [5 empty] | Non-Lead | No | No |  | Single Family Residence | Unknown | Unknown | No | Does not meet tiering criteria | Does not meet tiering criteria
0300 | 4304 326th Pl SE |  | No | No | Unknown - Unlikely Lead | No | 1975 | 3/4 | [5 empty] | Unknown - Unlikely Lead | 1975 | 3/4 | [5 empty] | Non-Lead | No | No |  | Single Family Residence | Unknown | Unknown | No | Does not meet tiering criteria | Does not meet tiering criteria
0301 | 4641 Pres/FC Rd SE |  | No | No | Non-Lead - Plastic | No | 2011 | 1 | Field inspection only with no records | Yes | Visual inspection at the meter pit | 2011-05-01 |  | Non-Lead - Plastic | 2011 | 1 | Field inspection only with no records | Yes | Visual inspection at the meter pit | 2011-05-01 |  | Non-Lead | No | No |  | Single Family Residence | Unknown | No | No | Does not meet tiering criteria | Does not meet tiering criteria
0302 | 4635 Pres/FC Rd SE |  | No | No | Unknown - Unlikely Lead | No | 1984 | 3/4 | [5 empty] | Non-Lead - Plastic | 1984 | 3/4 | [5 empty] | Non-Lead | No | No |  | Single Family Residence | Unknown | Unknown | No | Does not meet tiering criteria | Does not meet tiering criteria
0303 | 32904 SE 44th St |  | No | No |  |  | 1908
0304 | 33314 SE 42nd St |  | Yes - School | No |  |  | 1931
0305 | 4341 Pres/FC Rd | Coutny Shed | No | No |  |  | 1939
0306 | 31633 SE 40th St |  | No | No | Unknown - Unlikely Lead | No | 1959 | 3/4 | [5 empty] | Unknown - Unlikely Lead | 1959 | 3/4 | [5 empty] | Non-Lead | No | No |  | Single Family Residence | Unknown | Unknown | No | Does not meet tiering criteria | Does not meet tiering criteria
0307 | 31925 SE 40th St |  | No | No | Unknown - Unlikely Lead | No | 1986 | 3/4 | [5 empty] | Unknown - Unlikely Lead | 1986 | 3/4 | [5 empty] | Non-Lead | No | No |  | Single Family Residence | Unknown | Unknown | No | Does not meet tiering criteria | Does not meet tiering criteria
0308 | 4223 338th Pl SE |  | No | No | Unknown - Unlikely Lead | No | 1958 | 3/4 | [5 empty] | Unknown - Unlikely Lead | 1958 | 3/4 | [5 empty] | Non-Lead | No | No |  | Single Family Residence | Unknown | Unknown | No | Does not meet tiering criteria | Does not meet tiering criteria
0310 | 4225 333rd Ave SE |  | No | No | Unknown - Unlikely Lead | No | 1958 | 3/4 | [5 empty] | Unknown - Unlikely Lead | 1958 | 3/4 | [5 empty] | Non-Lead | No | No |  | Single Family Residence | Unknown | Unknown | No | Does not meet tiering criteria | Does not meet tiering criteria
0311 | 32925 SE 46th St |  | No | No | Unknown - Unlikely Lead | No | 1957 | 3/4 | [5 empty] | Unknown - Unlikely Lead | 1957 | 3/4 | [5 empty] | Non-Lead | No | No |  | Single Family Residence | Unknown | Unknown | No | Does not meet tiering criteria | Does not meet tiering criteria
0312 | 32511 SE Red/FC Rd |  | No | No
0313 | 32441 SE Red/FC ST |  | No | No
0314 | 32447 SE Red/FC Rd |  | No | No
0315 | 32433 SE Red/FC Rd |  | No | No
0316 | 32329 SE Red/FC Rd |  | No | No
0317 | 32803 SE 44th St |  | No | No
0318 | 5005 328th Way SE |  | No | No
0319 | 32609 SE 48th St |  | No | No | Non-Lead - Plastic | No | 2004 | 1 | Field inspection only with no records | Yes | Visual inspection at the meter pit | 2004-05-01 |  | Non-Lead - Plastic | 2004 | 1 | Field inspection only with no records | Yes | Visual inspection at the meter pit | 2004-05-01 |  | Non-Lead | No | No |  | Single Family Residence | Unknown | No | No | Does not meet tiering criteria | Does not meet tiering criteria
0320 | 32015 SE 40th St |  | No | No | Unknown - Unlikely Lead | No | 1962 | 3/4 | [5 empty] | Unknown - Unlikely Lead | 1962 | 3/4 | [5 empty] | Non-Lead | No | No |  | Single Family Residence | Unknown | Unknown | No | Does not meet tiering criteria | Does not meet tiering criteria
0321 | 4245 333rd Ave SE |  | No | No | Unknown - Unlikely Lead | No | 1960 | 3/4 | [5 empty] | Unknown - Unlikely Lead | 1960 | 3/4 | [5 empty] | Non-Lead | No | No |  | Single Family Residence | Unknown | Unknown | No | Does not meet tiering criteria | Does not meet tiering criteria
0322 | 4005 323rdAve SE |  | No | No | Unknown - Unlikely Lead | No | 1967 | 3/4 | [5 empty] | Unknown - Unlikely Lead | 1967 | 3/4 | [5 empty] | Non-Lead | No | No |  | Single Family Residence | Unknown | Unknown | No | Does not meet tiering criteria | Does not meet tiering criteria
0323 | 4359 337th Pl SE |  | No | No
0324 | 4344 337th Pl SE |  | No | No
0325 | 4459 335th Ct SE |  | No | No | Unknown - Unlikely Lead | No | 1970 | 3/4 | [5 empty] | Unknown - Unlikely Lead | 1970 | 3/4 | [5 empty] | Non-Lead | No | No |  | Single Family Residence | Unknown | Unknown | No | Does not meet tiering criteria | Does not meet tiering criteria
0326 | 33004 SE 43rd St |  | No | No | Unknown - Unlikely Lead | No | 1968 | 3/4 | [5 empty] | Unknown - Unlikely Lead | 1968 | 3/4 | [5 empty] | Non-Lead | No | No |  | Single Family Residence | Unknown | Unknown | No | Does not meet tiering criteria | Does not meet tiering criteria
0327 | 4200 Pres/FC Rd SE | Fire System | No | No
0328 | 4522 332nd Ave SE |  | No | No | Unknown - Unlikely Lead | No | 1972 | 3/4 | [5 empty] | Unknown - Unlikely Lead | 1972 | 3/4 | [5 empty] | Non-Lead | No | No |  | Single Family Residence | Unknown | Unknown | No | Does not meet tiering criteria | Does not meet tiering criteria
0329 | 4328 338th Pl SE |  | No | No
0330 | 33404 SE Red/FC Rd |  | No | No | Non-Lead - Plastic | No | 2001 | 1 | Field inspection only with no records | Yes | Visual inspection at the meter pit | 2001-05-01 |  | Non-Lead - Plastic | 2001 | 1 | Field inspection only with no records | Yes | Visual inspection at the meter pit | 2001-05-01 |  | Non-Lead | No | No |  | Building | Unknown | No | No | Does not meet tiering criteria | Does not meet tiering criteria
0331 | 4237 327thPl SE |  | No | No | Unknown - Unlikely Lead | No | 1972 | 3/4 | [5 empty] | Unknown - Unlikely Lead | 1972 | 3/4 | [5 empty] | Non-Lead | No | No |  | Single Family Residence | Unknown | Unknown | No | Does not meet tiering criteria | Does not meet tiering criteria
0332 | 4250 328th Pl SE |  | No | No | Unknown - Unlikely Lead | No | 1969 | 3/4 | [5 empty] | Unknown - Unlikely Lead | 1969 | 3/4 | [5 empty] | Non-Lead | No | No |  | Single Family Residence | Unknown | Unknown | No | Does not meet tiering criteria | Does not meet tiering criteria
0333 | 32929 SE 44th St |  | No | No
0334 | 4360 338th Pl SE |  | No | No | Unknown - Unlikely Lead | No | 1977 | 3/4 | [5 empty] | Unknown - Unlikely Lead | 1977 | 3/4 | [5 empty] | Non-Lead | No | No |  | Single Family Residence | Unknown | Unknown | No | Does not meet tiering criteria | Does not meet tiering criteria
0335 | 33337 SE 42nd St |  | No | No
0336 | 4144 328th Pl SE |  | No | No | Unknown - Unlikely Lead | No | 1970 | 3/4 | [5 empty] | Unknown - Unlikely Lead | 1970 | 3/4 | [5 empty] | Non-Lead | No | No |  | Single Family Residence | Unknown | Unknown | No | Does not meet tiering criteria | Does not meet tiering criteria
0337 | 4405 337th Pl SE |  | No | No | Unknown - Unlikely Lead | No | 1977 | 3/4 | [5 empty] | Unknown - Unlikely Lead | 1977 | 3/4 | [5 empty] | Non-Lead | No | No |  | Single Family Residence | Unknown | Unknown | No | Does not meet tiering criteria | Does not meet tiering criteria
0338 | 4348 334th Pl SE |  | No | No | Unknown - Unlikely Lead | No | 1970 | 3/4 | [5 empty] | Unknown - Unlikely Lead | 1970 | 3/4 | [5 empty] | Non-Lead | No | No |  | Single Family Residence | Unknown | Unknown | No | Does not meet tiering criteria | Does not meet tiering criteria
0339 | 32512 SE 44th St |  | No | No
0340 | 33506 SE 44th Ln |  | No | No
0341 | 32020 SE 44th St |  | No | No
0342 | 4306 328th Pl SE |  | No | No | Unknown - Unlikely Lead | No | 1968 | 3/4 | [5 empty] | Unknown - Unlikely Lead | 1968 | 3/4 | [5 empty] | Non-Lead | No | No |  | Single Family Residence | Unknown | Unknown | No | Does not meet tiering criteria | Does not meet tiering criteria
0343 | 4311 336th Pl SE (A) |  | No | No | Unknown - Unlikely Lead | No | 1961 | 3/4 | [5 empty] | Unknown - Unlikely Lead | 1961 | 3/4 | [5 empty] | Non-Lead | No | No |  | Single Family Residence | Unknown | Unknown | No | Does not meet tiering criteria | Does not meet tiering criteria
0344 | 4313 Pres/FC Rd SE | vacant lot | No | No
0345 | 34129 SE D. Powell Rd |  | No | No | Unknown - Unlikely Lead | No | 1959 | 3/4 | [5 empty] | Unknown - Unlikely Lead | 1959 | 3/4 | [5 empty] | Non-Lead | No | No |  | Single Family Residence | Unknown | Unknown | No | Does not meet tiering criteria | Does not meet tiering criteria
0346 | 4359 336th Pl SE |  | No | No
0347 | 4414 337th Pl SE n |  | No | No
0348 | 4437 335th Ct SE |  | No | No | Unknown - Unlikely Lead | No | 1970 | 3/4 | [5 empty] | Unknown - Unlikely Lead | 1970 | 3/4 | [5 empty] | Non-Lead | No | No |  | Single Family Residence | Unknown | Unknown | No | Does not meet tiering criteria | Does not meet tiering criteria
0349 | 4454 335th Ln SE |  | No | No | Unknown - Unlikely Lead | No | 1975 | 3/4 | [5 empty] | Unknown - Unlikely Lead | 1975 | 3/4 | [5 empty] | Non-Lead | No | No |  | Single Family Residence | Unknown | Unknown | No | Does not meet tiering criteria | Does not meet tiering criteria
0350 | 4136 328th Pl SE |  | No | No | Unknown - Unlikely Lead | No | 1970 | 3/4 | [5 empty] | Unknown - Unlikely Lead | 1970 | 3/4 | [5 empty] | Non-Lead | No | No |  | Single Family Residence | Unknown | Unknown | No | Does not meet tiering criteria | Does not meet tiering criteria
0351 | 33536 SE 44th Ln |  | No | No | Unknown - Unlikely Lead | No | 1971 | 3/4 | [5 empty] | Unknown - Unlikely Lead | 1971 | 3/4 | [5 empty] | Non-Lead | No | No |  | Single Family Residence | Unknown | Unknown | No | Does not meet tiering criteria | Does not meet tiering criteria
0352 | 4312 338th Pl SE |  | No | No
0353 | 33112 SE 43rd St |  | No | No | Unknown - Unlikely Lead | No | 1961 | 3/4 | [5 empty] | Unknown - Unlikely Lead | 1961 | 3/4 | [5 empty] | Non-Lead | No | No |  | Single Family Residence | Unknown | Unknown | No | Does not meet tiering criteria | Does not meet tiering criteria
0354 | 32605 SE Red/FC Rd |  | No | No
0355 | 34105 SE 43rd ST |  | No | No | Non-Lead - Plastic | No | 1942 | 3/4 | Service line repair or replacement record | Yes | Customer self-identification | 1905-06-23 | service line replaced | Non-Lead - Plastic | 1942 | 1/2 | Service line repair or replacement record | Yes | Customer self-identification | 2001 | Service line replacement | Non-Lead | No | No |  | Single Family Residence | Unknown | Unknown | No | Does not meet tiering criteria | Does not meet tiering criteria
0356 | 4551 330th Pl SE |  | No | No | Unknown - Unlikely Lead | No | 1961 | 3/4 | [5 empty] | Unknown - Unlikely Lead | 1961 | 3/4 | [5 empty] | Non-Lead | No | No |  | Single Family Residence | Unknown | Unknown | No | Does not meet tiering criteria | Does not meet tiering criteria
0357 | 4004 323rd Ave SE | Daycare | Yes - Day Care | No | Unknown - Unlikely Lead | No | 1964 | 3/4 | [5 empty] | Unknown - Unlikely Lead | 1964 | 3/4 | [5 empty] | Non-Lead | No | No |  | Single Family Residence | Unknown | Unknown | No | Does not meet tiering criteria | Does not meet tiering criteria
0358 | 34025 SE 43rd St |  | No | No | Non-Lead - Plastic | No | 2022 | 1 | Field inspection only with no records | Yes | Visual inspection at the meter pit | 2022-03-01 |  | Non-Lead - Plastic | 2022 | 1 | Field inspection only with no records | Yes | Visual inspection at the meter pit | 2022-03-01 |  | Non-Lead | No | No |  | Single Family Residence | Unknown | No | No | Does not meet tiering criteria | Does not meet tiering criteria
0359 | 4543 332nd Ave SE |  | No | No | Unknown - Unlikely Lead | No | 1975 | 3/4 | [5 empty] | Unknown - Unlikely Lead | 1975 | 3/4 | [5 empty] | Non-Lead | No | No |  | Single Family Residence | Unknown | Unknown | No | Does not meet tiering criteria | Does not meet tiering criteria
0360 | 31930 SE 44th St |  | No | No | Non-Lead - Plastic | No | 2007 | 1 | Field inspection only with no records | Yes | Visual inspection at the meter pit | 2007-06-01 |  | Non-Lead - Plastic | 2007 | 1 | Field inspection only with no records | Yes | Visual inspection at the meter pit | 2007-06-01 |  | Non-Lead | No | No |  | Single Family Residence | Unknown | No | No | Does not meet tiering criteria | Does not meet tiering criteria
0361 | 33429 SE 43rd Pl |  | No | No
0362 | 4302 332nd Ave SE |  | No | No | Unknown - Unlikely Lead | No | 1975 | 3/4 | [5 empty] | Unknown - Unlikely Lead | 1975 | 3/4 | [5 empty] | Non-Lead | No | No |  | Single Family Residence | Unknown | Unknown | No | Does not meet tiering criteria | Does not meet tiering criteria
0363 | 32611 SE 44th St |  | No | No | Unknown - Unlikely Lead | No | 1969 | 3/4 | [5 empty] | Unknown - Unlikely Lead | 1969 | 3/4 | [5 empty] | Non-Lead | No | No |  | Single Family Residence | Unknown | Unknown | No | Does not meet tiering criteria | Does not meet tiering criteria
0364 | 4441 332nd Ave SE |  | No | No
0365 | 4255 324th Ave SE |  | No | No
0366 | 32532 SE 44th St |  | No | No | Unknown - Unlikely Lead | No | 1960 | 3/4 | [5 empty] | Unknown - Unlikely Lead | 1960 | 3/4 | [5 empty] | Non-Lead | No | No |  | Single Family Residence | Unknown | Unknown | No | Does not meet tiering criteria | Does not meet tiering criteria
0367 | 33312 SE 43rd St |  | No | No
0368 | 32020 SE 40th St |  | No | No
0369 | 4458 332nd Ave SE |  | No | No | Unknown - Unlikely Lead | No | 1973 | 3/4 | [5 empty] | Unknown - Unlikely Lead | 1973 | 3/4 | [5 empty] | Non-Lead | No | No |  | Single Family Residence | Unknown | Unknown | No | Does not meet tiering criteria | Does not meet tiering criteria
0370 | 33317 SE 42nd St |  | No | No
0371 | 31603 SE Red/FC Rd |  | No | No | Non-Lead - Plastic | No | 2009 | 1 | Field inspection only with no records | Yes | Visual inspection at the meter pit | 2009-03-01 |  | Non-Lead - Plastic | 2009 | 1 | Field inspection only with no records | Yes | Visual inspection at the meter pit | 2009-03-01 |  | Non-Lead | No | No |  | Single Family Residence | Unknown | No | No | Does not meet tiering criteria | Does not meet tiering criteria
0372 | 32825 SE 42nd St |  | No | No
0373 | 33104 SE 43rd St |  | No | No | Non-Lead - Plastic | No | 2022 | 1 | Field inspection only with no records | Yes | Visual inspection at the meter pit | 2022-05-01 |  | Non-Lead - Plastic | 2022 | 1 | Field inspection only with no records | Yes | Visual inspection at the meter pit | 2022-05-01 |  | Non-Lead | No | No |  | Single Family Residence | Unknown | No | No | Does not meet tiering criteria | Does not meet tiering criteria
0374 | 33016 SE 44th St |  | No | No
0375 | 4221 332nd Ave SE |  | No | No | Unknown - Unlikely Lead | No | 1973 | 3/4 | [5 empty] | Unknown - Unlikely Lead | 1973 | 3/4 | [5 empty] | Non-Lead | No | No |  | Single Family Residence | Unknown | Unknown | No | Does not meet tiering criteria | Does not meet tiering criteria
0376 | 4220 336th Pl SE |  | No | No
0377 | 32134 SE Red/FC Rd |  | No | No
0378 | 4520 325th Ave SE |  | No | No | Unknown - Unlikely Lead | No | 1963 | 3/4 | [5 empty] | Unknown - Unlikely Lead | 1963 | 3/4 | [5 empty] | Non-Lead | No | No |  | Single Family Residence | Unknown | Unknown | No | Does not meet tiering criteria | Does not meet tiering criteria
0379 | 4355 328th Pl SE |  | No | No | Unknown - Unlikely Lead | No | 1957 | 3/4 | [5 empty] | Unknown - Unlikely Lead | 1957 | 3/4 | [5 empty] | Non-Lead | No | No |  | Single Family Residence | Unknown | Unknown | No | Does not meet tiering criteria | Does not meet tiering criteria
0380 | 32523 SE 44th St |  | No | No | Unknown - Unlikely Lead | No | 1988 | 3/4 | [5 empty] | Unknown - Unlikely Lead | 1988 | 3/4 | [5 empty] | Non-Lead | No | No |  | Single Family Residence | Unknown | Unknown | No | Does not meet tiering criteria | Does not meet tiering criteria
0381 | 4453 332nd Ave SE |  | No | No | Unknown - Unlikely Lead | No | 1972 | 3/4 | [5 empty] | Unknown - Unlikely Lead | 1972 | 3/4 | [5 empty] | Non-Lead | No | No |  | Single Family Residence | Unknown | Unknown | No | Does not meet tiering criteria | Does not meet tiering criteria
0382 | 33705 SE 44th Pl |  | No | No
0383 | 33916 SE 43rd St |  | No | No
0384 | 33920 SE 43rd St |  | No | No
0385 | 4226 340th Pl SE |  | No | No | Non-Lead - Plastic | No | 2022 | 1 | Field inspection only with no records | Yes | Visual inspection at the meter pit | 2022-06-01 |  | Non-Lead - Plastic | 2022 | 1 | Field inspection only with no records | Yes | Visual inspection at the meter pit | 2022-06-01 |  | Non-Lead | No | No |  | Single Family Residence | Unknown | No | No | Does not meet tiering criteria | Does not meet tiering criteria
0386 | 33511 SE 43rd St |  | No | No
0387 | 33723 SE Red/FC Rd |  | No | No | Non-Lead - Plastic | No | 2002 | 1 | Field inspection only with no records | No |  |  |  | Non-Lead - Plastic | 2002 | 1 | Field inspection only with no records | No |  |  |  | Non-Lead | No | No |  | Building | Unknown | Unknown | No | Does not meet tiering criteria | Does not meet tiering criteria
0388 | 4135 328th Pl SE |  | No | No | Unknown - Unlikely Lead | No | 1967 | 3/4 | [5 empty] | Unknown - Unlikely Lead | 1967 | 3/4 | [5 empty] | Non-Lead | No | No |  | Single Family Residence | Unknown | Unknown | No | Does not meet tiering criteria | Does not meet tiering criteria
0389 | 5011 325th Pl SE |  | No | No | Unknown - Unlikely Lead | No | 1970 | 3/4 | [5 empty] | Unknown - Unlikely Lead | 1970 | 3/4 | [5 empty] | Non-Lead | No | No |  | Single Family Residence | Unknown | Unknown | No | Does not meet tiering criteria | Does not meet tiering criteria
0390 | 4901 325th Pl SE |  | No | No | Unknown - Unlikely Lead | No | 1983 | 3/4 | [5 empty] | Unknown - Unlikely Lead | 1983 | 3/4 | [5 empty] | Non-Lead | No | No |  | Single Family Residence | Unknown | Unknown | No | Does not meet tiering criteria | Does not meet tiering criteria
0391 | 4304 337th Ave SE |  | No | No
0392 | 4559 329th Pl SE |  | No | No | Unknown - Unlikely Lead | No | 1975 | 3/4 | [5 empty] | Unknown - Unlikely Lead | 1975 | 3/4 | [5 empty] | Non-Lead | No | No |  | Single Family Residence | Unknown | Unknown | No | Does not meet tiering criteria | Does not meet tiering criteria
0393 | Arrington CT Irrigation | irrigation system | No | No | Non-Lead - Plastic | No | 2022 | 1 | Field inspection only with no records | Yes | Visual inspection at the meter pit | 2022-08-01 |  | Non-Lead - Plastic | 2022 | 1 | Field inspection only with no records | Yes | Visual inspection at the meter pit | 2022-08-01 |  | Non-Lead | No | No |  | Other | No | No | No | Does not meet tiering criteria | Does not meet tiering criteria
0394 | 4114 328th Pl SE |  | No | No | Unknown - Unlikely Lead | No | 1970 | 3/4 | [5 empty] | Unknown - Unlikely Lead | 1970 | 3/4 | [5 empty] | Non-Lead | No | No |  | Single Family Residence | Unknown | Unknown | No | Does not meet tiering criteria | Does not meet tiering criteria
0395 | 32619 SE Red/FC Rd |  | No | No | Unknown - Unlikely Lead | No | 1964 | 3/4 | [5 empty] | Unknown - Unlikely Lead | 1964 | 3/4 | [5 empty] | Non-Lead | No | No |  | Single Family Residence | Unknown | Unknown | No | Does not meet tiering criteria | Does not meet tiering criteria
0396 | 4143 330th Pl SE |  | No | No | Unknown - Unlikely Lead | No | 1974 | 3/4 | [5 empty] | Unknown - Unlikely Lead | 1974 | 3/4 | [5 empty] | Non-Lead | No | No |  | Single Family Residence | Unknown | Unknown | No | Does not meet tiering criteria | Does not meet tiering criteria
0397 | 33512 SE 43rd St |  | No | No | Unknown - Unlikely Lead | No | 1958 | 3/4 | [5 empty] | Unknown - Unlikely Lead | 1958 | 3/4 | [5 empty] | Non-Lead | No | No |  | Single Family Residence | Unknown | Unknown | No | Does not meet tiering criteria | Does not meet tiering criteria
0398 | 34142 SE 43rd St |  | No | No | Unknown - Unlikely Lead | No | 1959 | 3/4 | [5 empty] | Unknown - Unlikely Lead | 1959 | 3/4 | [5 empty] | Non-Lead | No | No |  | Single Family Residence | Unknown | Unknown | No | Does not meet tiering criteria | Does not meet tiering criteria
0399 | 32919 SE Red/FC Rd |  | No | No
0400 | 4310 Pres/FC Rd SE |  | No | No | Unknown - Unlikely Lead | No | 1967 | 3/4 | [5 empty] | Unknown - Unlikely Lead | 1967 | 3/4 | [5 empty] | Non-Lead | No | No |  | Single Family Residence | Unknown | Unknown | No | Does not meet tiering criteria | Does not meet tiering criteria
0401 | 4729 Pres/FC Rd SE |  | No | No | Unknown - Unlikely Lead | No | 1974 | 3/4 | [5 empty] | Unknown - Unlikely Lead | 1974 | 3/4 | [5 empty] | Non-Lead | No | No |  | Single Family Residence | Unknown | Unknown | No | Does not meet tiering criteria | Does not meet tiering criteria
0402 | 4426337th Pl SE |  | No | No
0403 | 32524 SE 44th St |  | No | No | Unknown - Unlikely Lead | No | 1994 | 3/4 | Installation date after lead ban | No |  |  |  | Unknown - Unlikely Lead | 1994 | 3/4 | Installation date after lead ban | No |  |  |  | Non-Lead | No | No |  | Single Family Residence | Unknown | No | No | Does not meet tiering criteria | Does not meet tiering criteria
0404 | 33028 SE 44th St |  | No | No | Unknown - Unlikely Lead | No | 1989 | 3/4 | Installation date after lead ban | No |  |  |  | Unknown - Unlikely Lead | 1989 | 3/4 | Installation date after lead ban | No |  |  |  | Non-Lead | No | No |  | Single Family Residence | Unknown | No | No | Does not meet tiering criteria | Does not meet tiering criteria
0405 | 4201 324th Ave SE |  | No | No | Non-Lead - Plastic | No | 2005 | 1 | Installation date after lead ban | No |  |  |  | Non-Lead - Plastic | 2005 | 1 | Installation date after lead ban | No |  |  |  | Non-Lead | No | No |  | Single Family Residence | Unknown | No | No | Does not meet tiering criteria | Does not meet tiering criteria
0406 | 4250 326th Pl SE |  | No | No | Non-Lead - Plastic | No | 2006 | 1 | Installation date after lead ban | No |  |  |  | Non-Lead - Plastic | 2006 | 1 | Installation date after lead ban | No |  |  |  | Non-Lead | No | No |  | Single Family Residence | Unknown | No | No | Does not meet tiering criteria | Does not meet tiering criteria
0407 | 32250 SE 42nd Ln |  | No | No | Unknown - Unlikely Lead | No | 1980 | 3/4 | [5 empty] | Unknown - Unlikely Lead | 1980 | 3/4 | [5 empty] | Non-Lead | No | No |  | Single Family Residence | Unknown | Unknown | No | Does not meet tiering criteria | Does not meet tiering criteria
0408 | 33118 SE 44th St |  | No | No | Unknown - Unlikely Lead | No | 1968 | 3/4 | [5 empty] | Unknown - Unlikely Lead | 1968 | 3/4 | [5 empty] | Non-Lead | No | No |  | Single Family Residence | Unknown | Unknown | No | Does not meet tiering criteria | Does not meet tiering criteria
0409 | 32417 SE 44th St |  | No | No | Non-Lead - Plastic | No | 2004 | 1 | Installation date after lead ban | No |  |  |  | Non-Lead - Plastic | 2004 | 1 | Installation date after lead ban | No |  |  |  | Non-Lead | No | No |  | Single Family Residence | Unknown | No | No | Does not meet tiering criteria | Does not meet tiering criteria
0410 | 31830 SE 40th St |  | No | No | Unknown - Unlikely Lead | No | 1971 | 3/4 | [5 empty] | Unknown - Unlikely Lead | 1971 | 3/4 | [5 empty] | Non-Lead | No | No |  | Single Family Residence | Unknown | Unknown | No | Does not meet tiering criteria | Does not meet tiering criteria
0411 | 4751 328th Ave SE |  | No | No
0412 | 4761 328th Ave SE |  | No | No | Unknown - Unlikely Lead | No | 1962 | 3/4 | [5 empty] | Unknown - Unlikely Lead | 1962 | 3/4 | [5 empty] | Non-Lead | No | No |  | Single Family Residence | Unknown | Unknown | No | Does not meet tiering criteria | Does not meet tiering criteria
0413 | 5108 328th Way SE |  | No | No | Non-Lead - Plastic | No | 2005 | 1 | Installation date after lead ban | No |  |  |  | Non-Lead - Plastic | 2005 | 1 | Installation date after lead ban | No |  |  |  | Non-Lead | No | No |  | Single Family Residence | Unknown | No | No | Does not meet tiering criteria | Does not meet tiering criteria
0414 | 4658 Pres/FC Rd SE |  | No | No
0415 | 4609 Pres/FC Rd SE |  | No | No | Unknown - Unlikely Lead | No | 1975 | 3/4 | [5 empty] | Unknown - Unlikely Lead | 1975 | 3/4 | [5 empty] | Non-Lead | No | No |  | Single Family Residence | Unknown | Unknown | No | Does not meet tiering criteria | Does not meet tiering criteria
0416 | 32428 SE 44th St |  | No | No | Non-Lead - Plastic | No | 1991 | 3/4 | Installation date after lead ban | No |  |  |  | Non-Lead - Plastic | 1991 | 3/4 | Installation date after lead ban | No |  |  |  | Non-Lead | No | No |  | Single Family Residence | Unknown | No | No | Does not meet tiering criteria | Does not meet tiering criteria
0417 | 4763 334th Ave SE |  | No | No | Non-Lead - Plastic | No | 2007 | 1 | Installation date after lead ban | No |  |  |  | Non-Lead - Plastic | 2007 | 1 | Installation date after lead ban | No |  |  |  | Non-Lead | No | No |  | Single Family Residence | Unknown | No | No | Does not meet tiering criteria | Does not meet tiering criteria
0418 | 4447 335th Ct SE |  | No | No | Unknown - Unlikely Lead | No | 1970 | 3/4 | [5 empty] | Unknown - Unlikely Lead | 1970 | 3/4 | [5 empty] | Non-Lead | No | No |  | Single Family Residence | Unknown | Unknown | No | Does not meet tiering criteria | Does not meet tiering criteria
0419 | 4317 332nd Ave SE |  | No | No | Non-Lead - Plastic | No | 2018 | 1 | Field inspection only with no records | Yes | Visual inspection at the meter pit | 2018-07-01 |  | Non-Lead - Plastic | 2018 | 1 | Field inspection only with no records | Yes | Visual inspection at the meter pit | 2018-07-01 |  | Non-Lead | No | No |  | Single Family Residence | Unknown | No | No | Does not meet tiering criteria | Does not meet tiering criteria
0420 | 4434 335th Ln SE |  | No | No | Unknown - Unlikely Lead | No | 1971 | 3/4 | [5 empty] | Unknown - Unlikely Lead | 1971 | 3/4 | [5 empty] | Non-Lead | No | No |  | Single Family Residence | Unknown | Unknown | No | Does not meet tiering criteria | Does not meet tiering criteria
0421 | 4438 335th Ct SE |  | No | No | Unknown - Unlikely Lead | No | 1971 | 3/4 | [5 empty] | Unknown - Unlikely Lead | 1971 | 3/4 | [5 empty] | Non-Lead | No | No |  | Single Family Residence | Unknown | Unknown | No | Does not meet tiering criteria | Does not meet tiering criteria
0422 | 4456 331st Ave SE |  | No | No | Unknown - Unlikely Lead | No | 1969 | 3/4 | [5 empty] | Unknown - Unlikely Lead | 1969 | 3/4 | [5 empty] | Non-Lead | No | No |  | Single Family Residence | Unknown | Unknown | No | Does not meet tiering criteria | Does not meet tiering criteria
0423 | 4317 334th Pl SE |  | No | No
0424 | 32424 SE 43rd Ct |  | No | No | Unknown - Unlikely Lead | No | 1957 | 3/4 | [5 empty] | Unknown - Unlikely Lead | 1957 | 3/4 | [5 empty] | Non-Lead | No | No |  | Single Family Residence | Unknown | Unknown | No | Does not meet tiering criteria | Does not meet tiering criteria
0425 | 4425 337th Pl SE |  | No | No
0426 | 4226, 4228 337th Pl SE |  | No | No | Unknown - Unlikely Lead | No | 1967 | 3/4 | [5 empty] | Unknown - Unlikely Lead | 1967 | 3/4 | [5 empty] | Non-Lead | No | No |  | Multiple Family Residence | Unknown | Unknown | No | Does not meet tiering criteria | Does not meet tiering criteria
0427 | 4493 332nd Ave SE |  | No | No | Unknown - Unlikely Lead | No | 1960 | 3/4 | [5 empty] | Unknown - Unlikely Lead | 1960 | 3/4 | [5 empty] | Non-Lead | No | No |  | Single Family Residence | Unknown | Unknown | No | Does not meet tiering criteria | Does not meet tiering criteria
0428 | 33513 SE 44th Pl |  | No | No
0429 | 4217 337th Pl SE |  | No | No
0430 | 33426 SE 44th Pl |  | No | No
0431 | 4454 332nd Ave SE |  | No | No
0432 | 4151 328th Pl Se |  | No | No | Unknown - Unlikely Lead | No | 1962 | 3/4 | [5 empty] | Unknown - Unlikely Lead | 1962 | 3/4 | [5 empty] | Non-Lead | No | No |  | Single Family Residence | Unknown | Unknown | No | Does not meet tiering criteria | Does not meet tiering criteria
0433 | 4128 328th Pl SE |  | No | No | Unknown - Unlikely Lead | No | 1970 | 3/4 | [5 empty] | Unknown - Unlikely Lead | 1970 | 3/4 | [5 empty] | Non-Lead | No | No |  | Single Family Residence | Unknown | Unknown | No | Does not meet tiering criteria | Does not meet tiering criteria
0434 | 33305 SE 43rd St |  | No | No
0435 | 4531 332nd Ave SE |  | No | No | Unknown - Unlikely Lead | No | 1966 | 3/4 | [5 empty] | Unknown - Unlikely Lead | 1966 | 3/4 | [5 empty] | Non-Lead | No | No |  | Single Family Residence | Unknown | Unknown | No | Does not meet tiering criteria | Does not meet tiering criteria
0436 | 4159 328th Pl Se |  | No | No | Unknown - Unlikely Lead | No | 1962 | 3/4 | [5 empty] | Unknown - Unlikely Lead | 1962 | 3/4 | [5 empty] | Non-Lead | No | No |  | Single Family Residence | Unknown | Unknown | No | Does not meet tiering criteria | Does not meet tiering criteria
0437 | 4620 Pres/FC Rd SE |  | No | No | Unknown - Unlikely Lead | No | 1983 | 3/4 | [5 empty] | Unknown - Unlikely Lead | 1983 | 3/4 | [5 empty] | Non-Lead | No | No |  | Single Family Residence | Unknown | Unknown | No | Does not meet tiering criteria | Does not meet tiering criteria
0438 | 4303 336th Pl SE |  | No | No | Unknown - Unlikely Lead | No | 1970 | 3/4 | [5 empty] | Unknown - Unlikely Lead | 1970 | 3/4 | [5 empty] | Non-Lead | No | No |  | Single Family Residence | Unknown | Unknown | No | Does not meet tiering criteria | Does not meet tiering criteria
0439 | 33628 SE 47thSt |  | No | No | Unknown - Unlikely Lead | No | 1979 | 3/4 | [5 empty] | Unknown - Unlikely Lead | 1979 | 3/4 | [5 empty] | Non-Lead | No | No |  | Single Family Residence | Unknown | Unknown | No | Does not meet tiering criteria | Does not meet tiering criteria
0440 | 4454 Pres/FC RdSE |  | No | No
0441 | 33506 SE 43rd Pl |  | No | No
0442 | 4483 332nd Ave SE |  | No | No | Unknown - Unlikely Lead | No | 1974 | 3/4 | [5 empty] | Unknown - Unlikely Lead | 1974 | 3/4 | [5 empty] | Non-Lead | No | No |  | Single Family Residence | Unknown | Unknown | No | Does not meet tiering criteria | Does not meet tiering criteria
0443 | 32722 SE Issa/FC Rd |  | No | No
0444 | 4338 338th Pl SE |  | No | No
0445 | 34349 SE 39th Pl |  | No | No | Non-Lead - Plastic | No | 2006 | 1 | Installation date after lead ban | No |  |  |  | Non-Lead - Plastic | 2006 | 1 | Installation date after lead ban | No |  |  |  | Non-Lead | No | No |  | Single Family Residence | Unknown | No | No | Does not meet tiering criteria | Does not meet tiering criteria
0446 | 32911 SE Red/FC Rd |  | No | No | Non-Lead - Plastic | No | 2022 | 1 | Installation date after lead ban | No | [18 empty] | No | Does not meet tiering criteria | Does not meet tiering criteria
0447 | 33103 SE 42nd St |  | No | No
0448 | 4045 324th Ave SE |  | No | No | Unknown - Unlikely Lead | No | 1966 | 3/4 | [5 empty] | Unknown - Unlikely Lead | 1966 | 3/4 | [5 empty] | Non-Lead | No | No |  | Single Family Residence | Unknown | Unknown | No | Does not meet tiering criteria | Does not meet tiering criteria
0449 | 33401 SE 44th Pl |  | No | No | Unknown - Unlikely Lead | No | 1974 | 3/4 | [5 empty] | Unknown - Unlikely Lead | 1974 | 3/4 | [5 empty] | Non-Lead | No | No |  | Single Family Residence | Unknown | Unknown | No | Does not meet tiering criteria | Does not meet tiering criteria
0450 | 4414 332nd Ave SE |  | No | No
0451 | 33805 SE Red/FC Rd |  | No | No | Non-Lead - Plastic | No | 2002 | 1 | Field inspection only with no records | No |  |  |  | Non-Lead - Plastic | 2002 | 1 | Installation date after lead ban | No |  |  |  | Non-Lead | No | No |  | Building | Unknown | Unknown | No | Does not meet tiering criteria | Does not meet tiering criteria
0452 | 33208 SE 44th Pl |  | No | No | Unknown - Unlikely Lead | No | 1959 | 3/4 | [5 empty] | Unknown - Unlikely Lead | 1959 | 3/4 | [5 empty] | Non-Lead | No | No |  | Single Family Residence | Unknown | Unknown | No | Does not meet tiering criteria | Does not meet tiering criteria
0453 | 4345 334th Pl SE |  | No | No
0454 | 4103 332nd Ave SE |  | No | No
0455 | 4310 337th Ave SE |  | No | No
0456 | 33004 SE 44th St |  | No | No
0457 | 4748 334th Ave SE |  | No | No | Unknown - Unlikely Lead | No | 1983 | 3/4 | Installation date after lead ban | No |  |  |  | Unknown - Unlikely Lead | 1983 | 3/4 | Installation date after lead ban | No |  |  |  | Non-Lead | No | No |  | Single Family Residence | Unknown | Unknown | No | Does not meet tiering criteria | Does not meet tiering criteria
0458 | 4431 335th Pl Se |  | No | No
0459 | 4238 332nd Ave SE |  | No | No | Unknown - Unlikely Lead | No | 1960 | 3/4 | [5 empty] | Unknown - Unlikely Lead | 1960 | 3/4 | [5 empty] | Non-Lead | No | No |  | Single Family Residence | Unknown | Unknown | No | Does not meet tiering criteria | Does not meet tiering criteria
0460 | 4259 328th Pl SE |  | No | No | Unknown - Unlikely Lead | No | 1968 | 3/4 | [5 empty] | Unknown - Unlikely Lead | 1968 | 3/4 | [5 empty] | Non-Lead | No | No |  | Single Family Residence | Unknown | Unknown | No | Does not meet tiering criteria | Does not meet tiering criteria
0461 | 33607 SE 43rd Pl |  | No | No
0462 | 4053 324th Ave SE |  | No | No | Unknown - Unlikely Lead | No | 1964 | 3/4 | [5 empty] | Unknown - Unlikely Lead | 1964 | 3/4 | [5 empty] | Non-Lead | No | No |  | Single Family Residence | Unknown | Unknown | No | Does not meet tiering criteria | Does not meet tiering criteria
0463 | 4327 Pres/FC Rd SE |  | No | No | Unknown - Unlikely Lead | No | 1965 | 3/4 | [5 empty] | Unknown - Unlikely Lead | 1965 | 3/4 | [5 empty] | Non-Lead | No | No |  | Single Family Residence | Unknown | Unknown | No | Does not meet tiering criteria | Does not meet tiering criteria
0464 | 4348 338th Pl SE |  | No | No
0465 | 32410 SE 43rd Pl |  | No | No | Non-Lead - Plastic | No | 2003 | 1 | Installation date after lead ban | No |  |  |  | Non-Lead - Plastic | 2003 | 1 | Installation date after lead ban | No |  |  |  | Non-Lead | No | No |  | Single Family Residence | Unknown | No | No | Does not meet tiering criteria | Does not meet tiering criteria
0466 | 4464 335th Ln SE |  | No | No | Unknown - Unlikely Lead | No | 1970 | 3/4 | [5 empty] | Unknown - Unlikely Lead | 1970 | 3/4 | [5 empty] | Non-Lead | No | No |  | Single Family Residence | Unknown | Unknown | No | Does not meet tiering criteria | Does not meet tiering criteria
0467 | 4113 324th Ave SE |  | No | No | Unknown - Unlikely Lead | No | 1985 | 3/4 | [5 empty] | Unknown - Unlikely Lead | 1985 | 3/4 | [5 empty] | Non-Lead | No | No |  | Single Family Residence | Unknown | Unknown | No | Does not meet tiering criteria | Does not meet tiering criteria
0468 | 4365 334th Pl SE |  | No | No | Unknown - Unlikely Lead | No | 1975 | 3/4 | [5 empty] | Unknown - Unlikely Lead | 1975 | 3/4 | [5 empty] | Non-Lead | No | No |  | Single Family Residence | Unknown | Unknown | No | Does not meet tiering criteria | Does not meet tiering criteria
0469 | 4407 332nd Ave SE |  | No | No | Non-Lead - Plastic | No | 1989 | 3/4 | Installation date after lead ban | No |  |  |  | Non-Lead - Plastic | 1989 | 3/4 | Installation date after lead ban | No |  |  |  | Non-Lead | No | No |  | Single Family Residence | Unknown | No | No | Does not meet tiering criteria | Does not meet tiering criteria
0470 | 4925 325th Pl SE |  | No | No | Unknown - Unlikely Lead | No | 1962 | 3/4 | [5 empty] | Unknown - Unlikely Lead | 1962 | 3/4 | [5 empty] | Non-Lead | No | No |  | Single Family Residence | Unknown | Unknown | No | Does not meet tiering criteria | Does not meet tiering criteria
0471 | 4494 332nd Ave SE |  | No | No
0472 | 4215 333rd Ave SE |  | No | No | Unknown - Unlikely Lead | No | 1959 | 3/4 | [5 empty] | Unknown - Unlikely Lead | 1959 | 3/4 | [5 empty] | Non-Lead | No | No |  | Single Family Residence | Unknown | Unknown | No | Does not meet tiering criteria | Does not meet tiering criteria
0473 | 32705 SE 44th St |  | No | No | Unknown - Unlikely Lead | No | 1972 | 3/4 | [5 empty] | Unknown - Unlikely Lead | 1972 | 3/4 | [5 empty] | Non-Lead | No | No |  | Single Family Residence | Unknown | Unknown | No | Does not meet tiering criteria | Does not meet tiering criteria
0474 | 33410 SE Red/FC Rd |  | No | No | Unknown - Unlikely Lead | No | 1981 | 3/4 | [5 empty] | Unknown - Unlikely Lead | 1981 | 3/4 | [5 empty] | Non-Lead | No | No |  | Single Family Residence | Unknown | Unknown | No | Does not meet tiering criteria | Does not meet tiering criteria
0475 | 4436 331st Pl SE |  | No | No | Unknown - Unlikely Lead | No | 1970 | 3/4 | [5 empty] | Unknown - Unlikely Lead | 1970 | 3/4 | [5 empty] | Non-Lead | No | No |  | Single Family Residence | Unknown | Unknown | No | Does not meet tiering criteria | Does not meet tiering criteria
0476 | 4550 330th Pl SE |  | No | No | Unknown - Unlikely Lead | No | 1961 | 3/4 | [5 empty] | Unknown - Unlikely Lead | 1961 | 3/4 | [5 empty] | Non-Lead | No | No |  | Single Family Residence | Unknown | Unknown | No | Does not meet tiering criteria | Does not meet tiering criteria
0477 | 33116 SE Issa/FC Rd |  | No | No | Unknown - Unlikely Lead | No | 1987 | 3/4 | [5 empty] | Unknown - Unlikely Lead | 1987 | 3/4 | [5 empty] | Non-Lead | No | No |  | Single Family Residence | Unknown | Unknown | No | Does not meet tiering criteria | Does not meet tiering criteria
0478 | 33305 SE 44th Pl |  | No | No
0479 | 31913 SE 28th St | Cow waterer #2 | No | No
0480 | 31913 SE 28th St |  | No | No
0481 | 31717 SE 28th St |  | No | No
0482 | 4336 328th Pl SE |  | No | No | Unknown - Unlikely Lead | No | 1964 | 3/4 | [5 empty] | Unknown - Unlikely Lead | 1964 | 3/4 | [5 empty] | Non-Lead | No | No |  | Single Family Residence | Unknown | Unknown | No | Does not meet tiering criteria | Does not meet tiering criteria
0483 | 4129 328th Pl SE |  | No | No | Unknown - Unlikely Lead | No | 1970 | 3/4 | [5 empty] | Unknown - Unlikely Lead | 1970 | 3/4 | [5 empty] | Non-Lead | No | No |  | Single Family Residence | Unknown | Unknown | No | Does not meet tiering criteria | Does not meet tiering criteria
0484 | 4345 328th Pl SE |  | No | No | Unknown - Unlikely Lead | No | 1962 | 3/4 | [5 empty] | Unknown - Unlikely Lead | 1962 | 3/4 | [5 empty] | Non-Lead | No | No |  | Single Family Residence | Unknown | Unknown | No | Does not meet tiering criteria | Does not meet tiering criteria
0485 | 4458 337th Pl SE |  | No | No | Unknown - Unlikely Lead | No | 1965 | 3/4 | [5 empty] | Unknown - Unlikely Lead | 1965 | 3/4 | [5 empty] | Non-Lead | No | No |  | Single Family Residence | Unknown | Unknown | No | Does not meet tiering criteria | Does not meet tiering criteria
0486 | 4928 334th Ave SE |  | No | No | Unknown - Unlikely Lead | No | 1975 | 3/4 | [5 empty] | Unknown - Unlikely Lead | 1975 | 3/4 | [5 empty] | Non-Lead | No | No |  | Single Family Residence | Unknown | Unknown | No | Does not meet tiering criteria | Does not meet tiering criteria
0487 | 5011 335th Ln SE |  | No | No | Non-Lead - Plastic | No | 1990 | 3/4 | Installation date after lead ban | No |  |  |  | Non-Lead - Plastic | 1990 | 3/4 | Installation date after lead ban | No |  |  |  | Non-Lead | No | No |  | Single Family Residence | Unknown | No | No | Does not meet tiering criteria | Does not meet tiering criteria
0488 | 5025 335th Ln SE |  | No | No | Non-Lead - Plastic | No | 1990 | 3/4 | Installation date after lead ban | No |  |  |  | Non-Lead - Plastic | 1990 | 3/4 | Installation date after lead ban | No |  |  |  | Non-Lead | No | No |  | Single Family Residence | Unknown | No | No | Does not meet tiering criteria | Does not meet tiering criteria
0489 | 5103 335th Ln SE |  | No | No | Unknown - Unlikely Lead | No | 1984 | 3/4 | [5 empty] | Unknown - Unlikely Lead | 1984 | 3/4 | [5 empty] | Non-Lead | No | No |  | Single Family Residence | Unknown | Unknown | No | Does not meet tiering criteria | Does not meet tiering criteria
0490 | 5109 335th Ln SE |  | No | No | Unknown - Unlikely Lead | No | 1983 | 3/4 | [5 empty] | Unknown - Unlikely Lead | 1983 | 3/4 | [5 empty] | Non-Lead | No | No |  | Single Family Residence | Unknown | Unknown | No | Does not meet tiering criteria | Does not meet tiering criteria
0491 | 5119 335th Ln SE |  | No | No | Unknown - Unlikely Lead | No | 1983 | 3/4 | [5 empty] | Unknown - Unlikely Lead | 1983 | 3/4 | [5 empty] | Non-Lead | No | No |  | Single Family Residence | Unknown | Unknown | No | Does not meet tiering criteria | Does not meet tiering criteria
0492 | 5123 335th Ln SE |  | No | No | Unknown - Unlikely Lead | No | 1983 | 3/4 | [5 empty] | Unknown - Unlikely Lead | 1983 | 3/4 | [5 empty] | Non-Lead | No | No |  | Single Family Residence | Unknown | Unknown | No | Does not meet tiering criteria | Does not meet tiering criteria
0493 | 5127 335th Ln SE |  | No | No | Unknown - Unlikely Lead | No | 1980 | 3/4 | [5 empty] | Unknown - Unlikely Lead | 1980 | 3/4 | [5 empty] | Non-Lead | No | No |  | Single Family Residence | Unknown | Unknown | No | Does not meet tiering criteria | Does not meet tiering criteria
0494 | 5131 335th Ln SE |  | No | No | Unknown - Unlikely Lead | No | 1978 | 3/4 | [5 empty] | Unknown - Unlikely Lead | 1978 | 3/4 | [5 empty] | Non-Lead | No | No |  | Single Family Residence | Unknown | Unknown | No | Does not meet tiering criteria | Does not meet tiering criteria
0495 | 5132 335th Ln SE |  | No | No | Unknown - Unlikely Lead | No | 1981 | 3/4 | [5 empty] | Unknown - Unlikely Lead | 1981 | 3/4 | [5 empty] | Non-Lead | No | No |  | Single Family Residence | Unknown | Unknown | No | Does not meet tiering criteria | Does not meet tiering criteria
0496 | 5125 335th Ln SE |  | No | No | Unknown - Unlikely Lead | No | 1984 | 3/4 | [5 empty] | Unknown - Unlikely Lead | 1984 | 3/4 | [5 empty] | Non-Lead | No | No |  | Single Family Residence | Unknown | Unknown | No | Does not meet tiering criteria | Does not meet tiering criteria
0497 | 5124 335th Ln SE |  | No | No | Unknown - Unlikely Lead | No | 1981 | 3/4 | [5 empty] | Unknown - Unlikely Lead | 1981 | 3/4 | [5 empty] | Non-Lead | No | No |  | Single Family Residence | Unknown | Unknown | No | Does not meet tiering criteria | Does not meet tiering criteria
0498 | 5120 335th Ln SE |  | No | No | Unknown - Unlikely Lead | No | 1984 | 3/4 | [5 empty] | Unknown - Unlikely Lead | 1984 | 3/4 | [5 empty] | Non-Lead | No | No |  | Single Family Residence | Unknown | Unknown | No | Does not meet tiering criteria | Does not meet tiering criteria
0499 | 5112 335th Ln SE |  | No | No | Unknown - Unlikely Lead | No | 1982 | 3/4 | [5 empty] | Unknown - Unlikely Lead | 1982 | 3/4 | [5 empty] | Non-Lead | No | No |  | Single Family Residence | Unknown | Unknown | No | Does not meet tiering criteria | Does not meet tiering criteria
0500 | 5106 335th Ln SE |  | No | No | Unknown - Unlikely Lead | No | 1983 | 3/4 | [5 empty] | Unknown - Unlikely Lead | 1983 | 3/4 | [5 empty] | Non-Lead | No | No |  | Single Family Residence | Unknown | Unknown | No | Does not meet tiering criteria | Does not meet tiering criteria
0501 | 5102 335th Ln SE |  | No | No | Unknown - Unlikely Lead | No | 1982 | 3/4 | [5 empty] | Unknown - Unlikely Lead | 1982 | 3/4 | [5 empty] | Non-Lead | No | No |  | Single Family Residence | Unknown | Unknown | No | Does not meet tiering criteria | Does not meet tiering criteria
0502 | 33467 SE 50th Ct |  | No | No | Unknown - Unlikely Lead | No | 1978 | 3/4 | [5 empty] | Unknown - Unlikely Lead | 1978 | 3/4 | [5 empty] | Non-Lead | No | No |  | Single Family Residence | Unknown | Unknown | No | Does not meet tiering criteria | Does not meet tiering criteria
0503 | 33454 SE 50th Ct |  | No | No | Unknown - Unlikely Lead | No | 1976 | 3/4 | [5 empty] | Unknown - Unlikely Lead | 1976 | 3/4 | [5 empty] | Non-Lead | No | No |  | Single Family Residence | Unknown | Unknown | No | Does not meet tiering criteria | Does not meet tiering criteria
0504 | 4966 335th Ave SE |  | No | No | Non-Lead - Plastic | No | 1994 | 3/4 | Installation date after lead ban | No |  |  |  | Non-Lead - Plastic | 1994 | 3/4 | Installation date after lead ban | No |  |  |  | Non-Lead | No | No |  | Single Family Residence | Unknown | No | No | Does not meet tiering criteria | Does not meet tiering criteria
0505 | 4922 334th Ave SE |  | No | No | Unknown - Unlikely Lead | No | 1966 | 3/4 | [5 empty] | Unknown - Unlikely Lead | 1966 | 3/4 | [5 empty] | Non-Lead | No | No |  | Single Family Residence | Unknown | Unknown | No | Does not meet tiering criteria | Does not meet tiering criteria
0506 | 33502 SE 49th St |  | No | No | Unknown - Unlikely Lead | No | 1975 | 3/4 | [5 empty] | Unknown - Unlikely Lead | 1975 | 3/4 | [5 empty] | Non-Lead | No | No |  | Single Family Residence | Unknown | Unknown | No | Does not meet tiering criteria | Does not meet tiering criteria
0507 | 4947 334th Ave SE |  | No | No | Non-Lead - Plastic | No | 2009 | 1 | Field inspection only with no records | No |  |  |  | Non-Lead - Plastic | 2009 | 1 | Field inspection only with no records | No |  |  |  | Non-Lead | No | No |  | Single Family Residence | Unknown | No | No | Does not meet tiering criteria | Does not meet tiering criteria
0508 | 4902 335th Ave SE |  | No | No | Unknown - Unlikely Lead | No | 1963 | 3/4 | [5 empty] | Unknown - Unlikely Lead | 1963 | 3/4 | [5 empty] | Non-Lead | No | No |  | Single Family Residence | Unknown | Unknown | No | Does not meet tiering criteria | Does not meet tiering criteria
0509 | 4936 335th Ave SE |  | No | No | Unknown - Unlikely Lead | No | 1975 | 3/4 | [5 empty] | Unknown - Unlikely Lead | 1975 | 3/4 | [5 empty] | Non-Lead | No | No |  | Single Family Residence | Unknown | Unknown | No | Does not meet tiering criteria | Does not meet tiering criteria
0510 | 33539 SE 49th St |  | No | No | Unknown - Unlikely Lead | No | 1972 | 3/4 | [5 empty] | Unknown - Unlikely Lead | 1972 | 3/4 | [5 empty] | Non-Lead | No | No |  | Single Family Residence | Unknown | Unknown | No | Does not meet tiering criteria | Does not meet tiering criteria
0511 | 4958 335th Ave SE |  | No | No | Unknown - Unlikely Lead | No | 1969 | 3/4 | [5 empty] | Unknown - Unlikely Lead | 1969 | 3/4 | [5 empty] | Non-Lead | No | No |  | Single Family Residence | Unknown | Unknown | No | Does not meet tiering criteria | Does not meet tiering criteria
0512 | 4959 335th Ave SE |  | No | No | Non-Lead - Plastic | No | 2009 | 1 | Field inspection only with no records | No |  |  |  | Non-Lead - Plastic | 2009 | 1 | Field inspection only with no records | No |  |  |  | Non-Lead | No | No |  | Single Family Residence | Unknown | No | No | Does not meet tiering criteria | Does not meet tiering criteria
0513 | 5006 335th Pl SE |  | No | No | Unknown - Unlikely Lead | No | 1968 | 3/4 | [5 empty] | Unknown - Unlikely Lead | 1968 | 3/4 | [5 empty] | Non-Lead | No | No |  | Single Family Residence | Unknown | Unknown | No | Does not meet tiering criteria | Does not meet tiering criteria
0514 | 4917 335th Ave SE |  | No | No | Unknown - Unlikely Lead | No | 1962 | 3/4 | [5 empty] | Unknown - Unlikely Lead | 1962 | 3/4 | [5 empty] | Non-Lead | No | No |  | Single Family Residence | Unknown | Unknown | No | Does not meet tiering criteria | Does not meet tiering criteria
0515 | 33030 SE 43rd St |  | No | No
0516 | 33470 SE 50th Ct |  | No | No | Non-Lead - Plastic | No | 1993 | 3/4 | Installation date after lead ban | No |  |  |  | Non-Lead - Plastic | 1993 | 3/4 | [5 empty] | Non-Lead | No | No |  | Single Family Residence | Unknown | No | No | Does not meet tiering criteria | Does not meet tiering criteria
0517 | 4918 335th Pl SE |  | No | No | Non-Lead - Plastic | No | 1993 | 3/4 | Installation date after lead ban | No |  |  |  | Non-Lead - Plastic | 1993 | 3/4 | [5 empty] | Non-Lead | No | No |  | Single Family Residence | Unknown | No | No | Does not meet tiering criteria | Does not meet tiering criteria
0519 | 4936 334th Ave SE |  | No | No | Unknown - Unlikely Lead | No | 1970 | 3/4 | [5 empty] | Unknown - Unlikely Lead | 1970 | 3/4 | [5 empty] | Non-Lead | No | No |  | Single Family Residence | Unknown | Unknown | No | Does not meet tiering criteria | Does not meet tiering criteria
0520 | 4967 335th Ave SE |  | No | No | Unknown - Unlikely Lead | No | 1972 | 3/4 | [5 empty] | Unknown - Unlikely Lead | 1972 | 3/4 | [5 empty] | Non-Lead | No | No |  | Single Family Residence | Unknown | Unknown | No | Does not meet tiering criteria | Does not meet tiering criteria
0521 | 4911 335th Ave SE |  | No | No | Unknown - Unlikely Lead | No | 1979 | 3/4 | [5 empty] | Unknown - Unlikely Lead | 1979 | 3/4 | [5 empty] | Non-Lead | No | No |  | Single Family Residence | Unknown | Unknown | No | Does not meet tiering criteria | Does not meet tiering criteria
0522 | 4818 335th CtSE |  | No | No | Unknown - Unlikely Lead | No | 1976 | 3/4 | [5 empty] | Unknown - Unlikely Lead | 1976 | 3/4 | [5 empty] | Non-Lead | No | No |  | Single Family Residence | Unknown | Unknown | No | Does not meet tiering criteria | Does not meet tiering criteria
0523 | 4941 335th Ave SE |  | No | No | Unknown - Unlikely Lead | No | 1974 | 3/4 | [5 empty] | Unknown - Unlikely Lead | 1974 | 3/4 | [5 empty] | Non-Lead | No | No |  | Single Family Residence | Unknown | Unknown | No | Does not meet tiering criteria | Does not meet tiering criteria
0524 | 4906 334th Ave SE |  | No | No | Unknown - Unlikely Lead | No | 1978 | 3/4 | [5 empty] | Unknown - Unlikely Lead | 1978 | 3/4 | [5 empty] | Non-Lead | No | No |  | Single Family Residence | Unknown | Unknown | No | Does not meet tiering criteria | Does not meet tiering criteria
0525 | 32319 SE 42nd Ln |  | No | No | Unknown - Unlikely Lead | No | 1975 | 3/4 | [5 empty] | Unknown - Unlikely Lead | 1975 | 3/4 | [5 empty] | Non-Lead | No | No |  | Single Family Residence | Unknown | Unknown | No | Does not meet tiering criteria | Does not meet tiering criteria
0526 | 4914 335th Ave SE |  | No | No | Unknown - Unlikely Lead | No | 1971 | 3/4 | [5 empty] | Unknown - Unlikely Lead | 1971 | 3/4 | [5 empty] | Non-Lead | No | No |  | Single Family Residence | Unknown | Unknown | No | Does not meet tiering criteria | Does not meet tiering criteria
0527 | 4940 335th Pl SE |  | No | No | Unknown - Unlikely Lead | No | 1970 | 3/4 | [5 empty] | Unknown - Unlikely Lead | 1970 | 3/4 | [5 empty] | Non-Lead | No | No |  | Single Family Residence | Unknown | Unknown | No | Does not meet tiering criteria | Does not meet tiering criteria
0528 | 4908 335th Ave SE |  | No | No | Unknown - Unlikely Lead | No | 1969 | 3/4 | [5 empty] | Unknown - Unlikely Lead | 1969 | 3/4 | [5 empty] | Non-Lead | No | No |  | Single Family Residence | Unknown | Unknown | No | Does not meet tiering criteria | Does not meet tiering criteria
0529 | 33517 SE 51st St |  | No | No | Non-Lead - Plastic | No | 1996 | 3/4 | Installation date after lead ban | No |  |  |  | Non-Lead - Plastic | 1996 | 3/4 | Installation date after lead ban | No |  |  |  | Non-Lead | No | No |  | Single Family Residence | Unknown | No | No | Does not meet tiering criteria | Does not meet tiering criteria
0530 | 4944 335th Ave SE |  | No | No | Unknown - Unlikely Lead | No | 1974 | 3/4 | [5 empty] | Unknown - Unlikely Lead | 1974 | 3/4 | [5 empty] | Non-Lead | No | No |  | Single Family Residence | Unknown | Unknown | No | Does not meet tiering criteria | Does not meet tiering criteria
0531 | 33453 SE 50th Ct |  | No | No | Non-Lead - Plastic | No | 1995 | 3/4 | Installation date after lead ban | No |  |  |  | Non-Lead - Plastic | 1995 | 3/4 | Installation date after lead ban | No |  |  |  | Non-Lead | No | No |  | Single Family Residence | Unknown | No | No | Does not meet tiering criteria | Does not meet tiering criteria
0532 | 33513 SE 51st St |  | No | No | Unknown - Unlikely Lead | No | 1979 | 3/4 | [5 empty] | Unknown - Unlikely Lead | 1979 | 3/4 | [5 empty] | Non-Lead | No | No |  | Single Family Residence | Unknown | Unknown | No | Does not meet tiering criteria | Does not meet tiering criteria
0533 | 33455 SE 50th Ct |  | No | No | Unknown - Unlikely Lead | No | 1985 | 3/4 | [5 empty] | Unknown - Unlikely Lead | 1985 | 3/4 | [5 empty] | Non-Lead | No | No |  | Single Family Residence | Unknown | Unknown | No | Does not meet tiering criteria | Does not meet tiering criteria
0534 | 4952 335th Ave SE |  | No | No | Unknown - Unlikely Lead | No | 1984 | 3/4 | [5 empty] | Unknown - Unlikely Lead | 1984 | 3/4 | [5 empty] | Non-Lead | No | No |  | Single Family Residence | Unknown | Unknown | No | Does not meet tiering criteria | Does not meet tiering criteria
0535 | 33533 SE 51st St |  | No | No | Unknown - Unlikely Lead | No | 1977 | 3/4 | [5 empty] | Unknown - Unlikely Lead | 1977 | 3/4 | [5 empty] | Non-Lead | No | No |  | Single Family Residence | Unknown | Unknown | No | Does not meet tiering criteria | Does not meet tiering criteria
0536 | 33522 SE 49th St |  | No | No | Unknown - Unlikely Lead | No | 1970 | 3/4 | [5 empty] | Unknown - Unlikely Lead | 1970 | 3/4 | [5 empty] | Non-Lead | No | No |  | Single Family Residence | Unknown | Unknown | No | Does not meet tiering criteria | Does not meet tiering criteria
0537 | 4816 335th Ct SE |  | No | No | Unknown - Unlikely Lead | No | 1970 | 3/4 | [5 empty] | Unknown - Unlikely Lead | 1970 | 3/4 | [5 empty] | Non-Lead | No | No |  | Single Family Residence | Unknown | Unknown | No | Does not meet tiering criteria | Does not meet tiering criteria
0538 | 4925 335th Ave SE |  | No | No | Unknown - Unlikely Lead | No | 1966 | 3/4 | [5 empty] | Unknown - Unlikely Lead | 1966 | 3/4 | [5 empty] | Non-Lead | No | No |  | Single Family Residence | Unknown | Unknown | No | Does not meet tiering criteria | Does not meet tiering criteria
0539 | 33418 SE 49th St |  | No | No | Non-Lead - Plastic | No | 2009 | 1 | Field inspection only with no records | No |  |  |  | Non-Lead - Plastic | 2009 | 1 | Field inspection only with no records | No |  |  |  | Non-Lead | No | No |  | Single Family Residence | Unknown | No | No | Does not meet tiering criteria | Does not meet tiering criteria
0540 | 4817 335th Ct SE |  | No | No | Non-Lead - Plastic | No | 1993 | 3/4 | Installation date after lead ban | No |  |  |  | Non-Lead - Plastic | 1993 | 3/4 | Installation date after lead ban | No |  |  |  | Non-Lead | No | No |  | Single Family Residence | Unknown | No | No | Does not meet tiering criteria | Does not meet tiering criteria
0541 | 4920 335th Ave SE |  | No | No | Unknown - Unlikely Lead | No | 1970 | 3/4 | [5 empty] | Unknown - Unlikely Lead | 1970 | 3/4 | [5 empty] | Non-Lead | No | No |  | Single Family Residence | Unknown | Unknown | No | Does not meet tiering criteria | Does not meet tiering criteria
0542 | 4928 335th Ave SE |  | No | No | Unknown - Unlikely Lead | No | 1972 | 3/4 | [5 empty] | Unknown - Unlikely Lead | 1972 | 3/4 | [5 empty] | Non-Lead | No | No |  | Single Family Residence | Unknown | Unknown | No | Does not meet tiering criteria | Does not meet tiering criteria
0543 | 4933 335th Ave SE |  | No | No | Unknown - Unlikely Lead | No | 1976 | 3/4 | [5 empty] | Unknown - Unlikely Lead | 1976 | 3/4 | [5 empty] | Non-Lead | No | No |  | Single Family Residence | Unknown | Unknown | No | Does not meet tiering criteria | Does not meet tiering criteria
0544 | 33450 SE 50th Ct |  | No | No | Unknown - Unlikely Lead | No | 1976 | 3/4 | [5 empty] | Unknown - Unlikely Lead | 1976 | 3/4 | [5 empty] | Non-Lead | No | No |  | Single Family Residence | Unknown | Unknown | No | Does not meet tiering criteria | Does not meet tiering criteria
0545 | 4949 335th Ave SE |  | No | No | Unknown - Unlikely Lead | No | 1974 | 3/4 | [5 empty] | Unknown - Unlikely Lead | 1974 | 3/4 | [5 empty] | Non-Lead | No | No |  | Single Family Residence | Unknown | Unknown | No | Does not meet tiering criteria | Does not meet tiering criteria
0546 | 33449 SE 50th Ct |  | No | No | Unknown - Unlikely Lead | No | 1976 | 3/4 | [5 empty] | Unknown - Unlikely Lead | 1976 | 3/4 | [5 empty] | Non-Lead | No | No |  | Single Family Residence | Unknown | Unknown | No | Does not meet tiering criteria | Does not meet tiering criteria
0547 | 33529 SE 51st St |  | No | No | Unknown - Unlikely Lead | No | 1980 | 3/4 | [5 empty] | Unknown - Unlikely Lead | 1980 | 3/4 | [5 empty] | Non-Lead | No | No |  | Single Family Residence | Unknown | Unknown | No | Does not meet tiering criteria | Does not meet tiering criteria
0548 | 33623 SE Red/FC Rd |  | No | No
0549 | 4335 326th Pl SE |  | No | No | Unknown - Unlikely Lead | No | 1969 | 3/4 | [5 empty] | Unknown - Unlikely Lead | 1969 | 3/4 | [5 empty] | Non-Lead | No | No |  | Single Family Residence | Unknown | Unknown | No | Does not meet tiering criteria | Does not meet tiering criteria
0550 | 4207 332nd Ave SE |  | No | No
0551 | 4205 341st Pl SE |  | No | No
0552 | 32928 SE 44th St |  | No | No
0553 | 34207 SE D. Powell Rd |  | No | No | Unknown - Unlikely Lead | No | 1971 | 3/4 | [5 empty] | Unknown - Unlikely Lead | 1971 | 3/4 | [5 empty] | Non-Lead | No | No |  | Single Family Residence | Unknown | Unknown | No | Does not meet tiering criteria | Does not meet tiering criteria
0554 | 4805 328th Way SE |  | No | No | Non-Lead - Plastic | No | 2004 | 1 | Installation date after lead ban | No |  |  |  | Non-Lead - Plastic | 2004 | 1 | Installation date after lead ban | No |  |  |  | Non-Lead | No | No |  | Single Family Residence | Unknown | No | No | Does not meet tiering criteria | Does not meet tiering criteria
0555 | 4345 326th Pl SE |  | No | No | Unknown - Unlikely Lead | No | 1972 | 3/4 | [5 empty] | Unknown - Unlikely Lead | 1972 | 3/4 | [5 empty] | Non-Lead | No | No |  | Single Family Residence | Unknown | Unknown | No | Does not meet tiering criteria | Does not meet tiering criteria
0556 | 4345 326th Pl SE |  | No | No | Unknown - Unlikely Lead | No | 1972 | 3/4 | [5 empty] | Unknown - Unlikely Lead | 1972 | 3/4 | [5 empty] | Non-Lead | No | No |  | Single Family Residence | Unknown | Unknown | No | Does not meet tiering criteria | Does not meet tiering criteria
0557 | 33504 SE 43rd ST |  | No | No
0559 | 33128 SE 44th St |  | No | No | Unknown - Unlikely Lead | No | 1968 | 3/4 | [5 empty] | Unknown - Unlikely Lead | 1968 | 3/4 | [5 empty] | Non-Lead | No | No |  | Single Family Residence | Unknown | Unknown | No | Does not meet tiering criteria | Does not meet tiering criteria
0560 | 4251 328th Pl SE |  | No | No | Unknown - Unlikely Lead | No | 1968 | 3/4 | [5 empty] | Unknown - Unlikely Lead | 1968 | 3/4 | [5 empty] | Non-Lead | No | No |  | Single Family Residence | Unknown | Unknown | No | Does not meet tiering criteria | Does not meet tiering criteria
0561 | 4460 332nd Ave SE |  | No | No | Unknown - Unlikely Lead | No | 1978 | 3/4 | [5 empty] | Unknown - Unlikely Lead | 1978 | 3/4 | [5 empty] | Non-Lead | No | No |  | Single Family Residence | Unknown | Unknown | No | Does not meet tiering criteria | Does not meet tiering criteria
0562 | 4264 324th Ave SE |  | No | No
0563 | 32404 SE43rd Ct |  | No | No | Unknown - Unlikely Lead | No | 1987 | 3/4 | [5 empty] | Unknown - Unlikely Lead | 1987 | 3/4 | [5 empty] | Non-Lead | No | No |  | Single Family Residence | Unknown | Unknown | No | Does not meet tiering criteria | Does not meet tiering criteria
0564 | 4349338th Pl SE |  | No | No
0565 | 4350 337th Pl SE |  | No | No | Unknown - Unlikely Lead | No | 1982 | 3/4 | [5 empty] | Unknown - Unlikely Lead | 1982 | 3/4 | [5 empty] | Non-Lead | No | No |  | Single Family Residence | Unknown | Unknown | No | Does not meet tiering criteria | Does not meet tiering criteria
0566 | 4539 330th Pl SE |  | No | No | Unknown - Unlikely Lead | No | 1968 | 3/4 | [5 empty] | Unknown - Unlikely Lead | 1968 | 3/4 | [5 empty] | Non-Lead | No | No |  | Single Family Residence | Unknown | Unknown | No | Does not meet tiering criteria | Does not meet tiering criteria
0567 | 33314 SE 42nd St | Fall City Elem. | Yes - School | No
0568 | 4051 323rd Ave SE |  | No | No | Unknown - Unlikely Lead | No | 1968 | 3/4 | [5 empty] | Unknown - Unlikely Lead | 1968 | 3/4 | [5 empty] | Non-Lead | No | No |  | Single Family Residence | Unknown | Unknown | No | Does not meet tiering criteria | Does not meet tiering criteria
0569 | 31529 Se40th St |  | No | No
0570 | 4457 335th Ln SE |  | No | No | Unknown - Unlikely Lead | No | 1975 | 3/4 | [5 empty] | Unknown - Unlikely Lead | 1975 | 3/4 | [5 empty] | Non-Lead | No | No |  | Single Family Residence | Unknown | Unknown | No | Does not meet tiering criteria | Does not meet tiering criteria
0571 | 4463 332nd Ave SE |  | No | No | Unknown - Unlikely Lead | No | 1960 | 3/4 | [5 empty] | Unknown - Unlikely Lead | 1960 | 3/4 | [5 empty] | Non-Lead | No | No |  | Single Family Residence | Unknown | Unknown | No | Does not meet tiering criteria | Does not meet tiering criteria
0572 | 33415 SE 42nd Pl |  | No | No | Non-Lead - Plastic | No | 2008 | 1 | Field inspection only with no records | No |  |  |  | Non-Lead - Plastic | 2008 | 1 | Field inspection only with no records | No |  |  |  | Non-Lead | No | No |  | Single Family Residence | Unknown | No | No | Does not meet tiering criteria | Does not meet tiering criteria
0573 | 33517 SE Red/FC Rd |  | No | No
0574 | 33409 SE 43rd St |  | No | No | Non-Lead - Plastic | No | 1990 | 3/4 | Installation date after lead ban | No |  |  |  | Non-Lead - Plastic | 1990 | 3/4 | Installation date after lead ban | No |  |  |  | Non-Lead | No | No |  | Single Family Residence | Unknown | No | No | Does not meet tiering criteria | Does not meet tiering criteria
0575 | 4035 324th Ave SE |  | No | No | Unknown - Unlikely Lead | No | 1968 | 3/4 | [5 empty] | Unknown - Unlikely Lead | 1968 | 3/4 | [5 empty] | Non-Lead | No | No |  | Single Family Residence | Unknown | Unknown | No | Does not meet tiering criteria | Does not meet tiering criteria
0576 | 4315 326th Pl SE |  | No | No | Unknown - Unlikely Lead | No | 1967 | 3/4 | [5 empty] | Unknown - Unlikely Lead | 1967 | 3/4 | [5 empty] | Non-Lead | No | No |  | Single Family Residence | Unknown | Unknown | No | Does not meet tiering criteria | Does not meet tiering criteria
0577 | 2621 316th Ave SE |  | No | No
0578 | 2703 316th Ave SE |  | No | No
0579 | 2411 316th Ave SE |  | No | No | Non-Lead - Plastic | No | 2005 | 1 | Field inspection only with no records | No |  |  |  | Non-Lead - Plastic | 2005 | 1 | Field inspection only with no records | No |  |  |  | Non-Lead | No | No |  | Single Family Residence | Unknown | No | No | Does not meet tiering criteria | Does not meet tiering criteria
0580 | 4121 328th Pl SE |  | No | No | Unknown - Unlikely Lead | No | 1970 | 3/4 | [5 empty] | Unknown - Unlikely Lead | 1970 | 3/4 | [5 empty] | Non-Lead | No | No |  | Single Family Residence | Unknown | Unknown | No | Does not meet tiering criteria | Does not meet tiering criteria
0581 | 33306 SE 44th Pl |  | No | No | Unknown - Unlikely Lead | No | 1980 | 3/4 | [5 empty] | Unknown - Unlikely Lead | 1980 | 3/4 | [5 empty] | Non-Lead | No | No |  | Single Family Residence | Unknown | Unknown | No | Does not meet tiering criteria | Does not meet tiering criteria
0582 | 4105 328th Pl SE |  | No | No | Unknown - Unlikely Lead | No | 1970 | 3/4 | [5 empty] | Unknown - Unlikely Lead | 1970 | 3/4 | [5 empty] | Non-Lead | No | No |  | Single Family Residence | Unknown | Unknown | No | Does not meet tiering criteria | Does not meet tiering criteria
0583 | 4351 334th Pl SE |  | No | No
0584 | 4257 326th Pl SE |  | No | No | Unknown - Unlikely Lead | No | 1969 | 3/4 | [5 empty] | Unknown - Unlikely Lead | 1969 | 3/4 | [5 empty] | Non-Lead | No | No |  | Single Family Residence | Unknown | Unknown | No | Does not meet tiering criteria | Does not meet tiering criteria
0585 | 2831 321st Ave SE |  | No | No | Unknown - Unlikely Lead | No | 1976 | 3/4 | [5 empty] | Unknown - Unlikely Lead | 1976 | 3/4 | [5 empty] | Non-Lead | No | No |  | Single Family Residence | Unknown | Unknown | No | Does not meet tiering criteria | Does not meet tiering criteria
0586 | 4307 324th Ave SE |  | No | No | Unknown - Unlikely Lead | No | 1972 | 3/4 | [5 empty] | Unknown - Unlikely Lead | 1972 | 3/4 | [5 empty] | Non-Lead | No | No |  | Single Family Residence | Unknown | Unknown | No | Does not meet tiering criteria | Does not meet tiering criteria
0587 | 4301 324th Ave SE |  | No | No | Unknown - Unlikely Lead | No | 1984 | 3/4 | [5 empty] | Unknown - Unlikely Lead | 1984 | 3/4 | [5 empty] | Non-Lead | No | No |  | Single Family Residence | Unknown | Unknown | No | Does not meet tiering criteria | Does not meet tiering criteria
0588 | 4741 328th Ave SE |  | No | No | Unknown - Unlikely Lead | No | 1962 | 3/4 | [5 empty] | Unknown - Unlikely Lead | 1962 | 3/4 | [5 empty] | Non-Lead | No | No |  | Single Family Residence | Unknown | Unknown | No | Does not meet tiering criteria | Does not meet tiering criteria
0589 | 4159 330th Pl SE |  | No | No | Unknown - Unlikely Lead | No | 1974 | 3/4 | [5 empty] | Unknown - Unlikely Lead | 1974 | 3/4 | [5 empty] | Non-Lead | No | No |  | Single Family Residence | Unknown | Unknown | No | Does not meet tiering criteria | Does not meet tiering criteria
0590 | 4141 324th Ave SE |  | No | No
0591 | 32707 SE 43rd ST |  | No | No | Unknown - Unlikely Lead | No | 1974 | 3/4 | [5 empty] | Unknown - Unlikely Lead | 1974 | 3/4 | [5 empty] | Non-Lead | No | No |  | Single Family Residence | Unknown | Unknown | No | Does not meet tiering criteria | Does not meet tiering criteria
0592 | 32701 SE 43rd St |  | No | No | Non-Lead - Plastic | No | 2008 | 1 | Field inspection only with no records | No |  |  |  | Non-Lead - Plastic | 2008 | 1 | Field inspection only with no records | No |  |  |  | Non-Lead | No | No |  | Single Family Residence | Unknown | No | No | Does not meet tiering criteria | Does not meet tiering criteria
0593 | 4235 333rd Ave SE |  | No | No | Unknown - Unlikely Lead | No | 1958 | 3/4 | [5 empty] | Unknown - Unlikely Lead | 1958 | 3/4 | [5 empty] | Non-Lead | No | No |  | Single Family Residence | Unknown | Unknown | No | Does not meet tiering criteria | Does not meet tiering criteria
0594 | 33364 SE Red/FC Rd |  | No | No
0595 | 33625 SE Red/FC Rd |  | No | No
0596 | 33430 SE Red/FC Rd |  | No | No
0597 | 4213 332nd Ave SE |  | No | No | Unknown - Unlikely Lead | No | 1984 | 3/4 | [5 empty] | Unknown - Unlikely Lead | 1984 | 3/4 | [5 empty] | Non-Lead | No | No |  | Single Family Residence | Unknown | Unknown | No | Does not meet tiering criteria | Does not meet tiering criteria
0598 | 4225 335th Pl SE | Potable service | No | No | Unknown - Unlikely Lead | No | 1986 | 3/4 | [5 empty] | Unknown - Unlikely Lead | 1986 | 3/4 | [5 empty] | Non-Lead | No | No |  | Single Family Residence | Unknown | Unknown | No | Does not meet tiering criteria | Does not meet tiering criteria
0599 | 4013 323rd Ave SE |  | No | No | Unknown - Unlikely Lead | No | 1967 | 3/4 | [5 empty] | Unknown - Unlikely Lead | 1967 | 3/4 | [5 empty] | Non-Lead | No | No |  | Single Family Residence | Unknown | Unknown | No | Does not meet tiering criteria | Does not meet tiering criteria
0600 | 4201 340th Pl SE |  | No | No
0601 | 4203 340th Pl SE |  | No | No
0602 | 4240 326th Pl SE |  | No | No | Unknown - Unlikely Lead | No | 1990 | 3/4 | Installation date after lead ban | No |  |  |  | Unknown - Unlikely Lead | 1990 | 3/4 | Installation date after lead ban | No |  |  |  | Non-Lead | No | No |  | Single Family Residence | Unknown | No | No | Does not meet tiering criteria | Does not meet tiering criteria
0603 | 32825 SE Red/FC Rd |  | No | No
0604 | 32720 SE 44th St |  | No | No
0605 | 4224 Pres/FC Rd SE |  | No | No
0606 | 4453 337th Pl SE |  | No | No | Unknown - Unlikely Lead | No | 1984 | 3/4 | [5 empty] | Unknown - Unlikely Lead | 1984 | 3/4 | [5 empty] | Non-Lead | No | No |  | Single Family Residence | Unknown | Unknown | No | Does not meet tiering criteria | Does not meet tiering criteria
0607 | 3623 324th Ave SE |  | No | No | Unknown - Unlikely Lead | No | 1968 | 3/4 | [5 empty] | Unknown - Unlikely Lead | 1968 | 3/4 | [5 empty] | Non-Lead | No | No |  | Single Family Residence | Unknown | Unknown | No | Does not meet tiering criteria | Does not meet tiering criteria
0609 | 4150 328th Pl SE |  | No | No | Unknown - Unlikely Lead | No | 1962 | 3/4 | [5 empty] | Unknown - Unlikely Lead | 1962 | 3/4 | [5 empty] | Non-Lead | No | No |  | Single Family Residence | Unknown | Unknown | No | Does not meet tiering criteria | Does not meet tiering criteria
0610 | 4326 334th Pl SE |  | No | No
0611 | 4360 336th Pl SE |  | No | No
0612 | 4305 326th Pl SE |  | No | No | Non-Lead - Plastic | No | 1995 | 3/4 | Installation date after lead ban | No |  |  |  | Non-Lead - Plastic | 1995 | 3/4 | Installation date after lead ban | No |  |  |  | Non-Lead | No | No |  | Single Family Residence | Unknown | No | No | Does not meet tiering criteria | Does not meet tiering criteria
0613 | 32907 SE 42nd St |  | No | No
0614 | 4055 332nd Ave SE |  | No | No
0615 | 4043 323rd Ave SE |  | No | No | Unknown - Unlikely Lead | No | 1968 | 3/4 | [5 empty] | Unknown - Unlikely Lead | 1968 | 3/4 | [5 empty] | Non-Lead | No | No |  | Single Family Residence | Unknown | Unknown | No | Does not meet tiering criteria | Does not meet tiering criteria
0616 | 4234 333rd Ave SE |  | No | No | Unknown - Unlikely Lead | No | 1958 | 3/4 | [5 empty] | Unknown - Unlikely Lead | 1958 | 3/4 | [5 empty] | Non-Lead | No | No |  | Single Family Residence | Unknown | Unknown | No | Does not meet tiering criteria | Does not meet tiering criteria
0617 | 32930 SE 42nd St |  | No | No | Unknown - Unlikely Lead | No | 1981 | 3/4 | [5 empty] | Unknown - Unlikely Lead | 1981 | 3/4 | [5 empty] | Non-Lead | No | No |  | Single Family Residence | Unknown | Unknown | No | Does not meet tiering criteria | Does not meet tiering criteria
0618 | 4347 336th Pl SE |  | No | No
0619 | 4352 338th Pl SE |  | No | No
0620 | 4469 335th Ln SE |  | No | No | Unknown - Unlikely Lead | No | 1970 | 3/4 | [5 empty] | Unknown - Unlikely Lead | 1970 | 3/4 | [5 empty] | Non-Lead | No | No |  | Single Family Residence | Unknown | Unknown | No | Does not meet tiering criteria | Does not meet tiering criteria
0621 | 4305 335th Pl SE |  | No | No
0622 | 4317 337th Pl SE |  | No | No
0623 | 33229 SE 44th Pl |  | No | No
0624 | 4482 332nd Ave SE |  | No | No | Unknown - Unlikely Lead | No | 1968 | 3/4 | [5 empty] | Unknown - Unlikely Lead | 1968 | 3/4 | [5 empty] | Non-Lead | No | No |  | Single Family Residence | Unknown | Unknown | No | Does not meet tiering criteria | Does not meet tiering criteria
0625 | 33605 SE 43rd St |  | No | No
0626 | 33316 SE 43rd St |  | No | No
0627 | 33620 SE 43rd St |  | No | No
0628 | 4050 FC/Carn Rd SE |  | No | No | Unknown - Unlikely Lead | No | 1966 | 3/4 | [5 empty] | Unknown - Unlikely Lead | 1966 | 3/4 | [5 empty] | Non-Lead | No | No |  | Single Family Residence | Unknown | Unknown | No | Does not meet tiering criteria | Does not meet tiering criteria
0630 | 34113 SE D. Powell Rd |  | No | No | Unknown - Unlikely Lead | No | 1960 | 3/4 | [5 empty] | Unknown - Unlikely Lead | 1960 | 3/4 | [5 empty] | Non-Lead | No | No |  | Single Family Residence | Unknown | Unknown | No | Does not meet tiering criteria | Does not meet tiering criteria
0631 | 4153 324th Ave SE |  | No | No | Unknown - Unlikely Lead | No | 1975 | 3/4 | [5 empty] | Unknown - Unlikely Lead | 1975 | 3/4 | [5 empty] | Non-Lead | No | No |  | Single Family Residence | Unknown | Unknown | No | Does not meet tiering criteria | Does not meet tiering criteria
0632 | 4219 Pres/FC Rd SE |  | No | No | Non-Lead - Plastic | No | 2008 | 1 | Field inspection only with no records | No |  |  |  | Non-Lead - Plastic | 2008 | 1 | Field inspection only with no records | No |  |  |  | Non-Lead | No | No |  | Single Family Residence | Unknown | No | No | Does not meet tiering criteria | Does not meet tiering criteria
0633 | 4208 324th Ave SE |  | No | No
0634 | 4225 Pres/FC Rd SE |  | No | No | Unknown - Unlikely Lead | No | 1981 | 3/4 | [5 empty] | Unknown - Unlikely Lead | 1981 | 3/4 | [5 empty] | Non-Lead | No | No |  | Single Family Residence | Unknown | Unknown | No | Does not meet tiering criteria | Does not meet tiering criteria
0635 | 33360 SE Red/FC Rd |  | No | No | Non-Lead - Plastic | No | 2009 | 1 | Field inspection only with no records | No |  |  |  | Non-Lead - Plastic | 2009 | 1 | Field inspection only with no records | No |  |  |  | Non-Lead | No | No |  | Single Family Residence | Unknown | No | No | Does not meet tiering criteria | Does not meet tiering criteria
0636 | 4123 324th Ave SE |  | No | No | Unknown - Unlikely Lead | No | 1960 | 3/4 | [5 empty] | Unknown - Unlikely Lead | 1960 | 3/4 | [5 empty] | Non-Lead | No | No |  | Single Family Residence | Unknown | Unknown | No | Does not meet tiering criteria | Does not meet tiering criteria
0637 | 4029 324th Ave SE |  | No | No | Unknown - Unlikely Lead | No | 1968 | 3/4 | [5 empty] | Unknown - Unlikely Lead | 1968 | 3/4 | [5 empty] | Non-Lead | No | No |  | Single Family Residence | Unknown | Unknown | No | Does not meet tiering criteria | Does not meet tiering criteria
0638 | 31916 SE 40th St |  | No | No
0639 | 4248 327th Pl SE |  | No | No | Non-Lead - Plastic | No | 1972 | 3/4 | [5 empty] | Non-Lead - Plastic | 1972 | 3/4 | [5 empty] | Non-Lead | No | No |  | Single Family Residence | Unknown | Unknown | No | Does not meet tiering criteria | Does not meet tiering criteria
0640 | 4255 332nd Ave SE |  | No | No
0641 | 33315 SE 43rd St |  | No | No | Non-Lead - Plastic | no | 2018 | 1 | Field inspection only with no records | Yes | Visual inspection at the meter pit | 2018-09-01 |  | Non-Lead - Plastic | 2018 | 1 | Field inspection only with no records | Yes | Visual inspection at the meter pit | 2018-09-01 |  | Non-Lead | No | No |  | Single Family Residence | Unknown | No | No | Does not meet tiering criteria | Does not meet tiering criteria
0642 | 32509 SE 44th St |  | No | No | Unknown - Unlikely Lead | No | 1981 | 3/4 | [5 empty] | Unknown - Unlikely Lead | 1981 | 3/4 | [5 empty] | Non-Lead | No | No |  | Single Family Residence | Unknown | Unknown | No | Does not meet tiering criteria | Does not meet tiering criteria
0643 | 4506 332nd Ave SE |  | No | No | Unknown - Unlikely Lead | No | 1967 | 3/4 | [5 empty] | Unknown - Unlikely Lead | 1967 | 3/4 | [5 empty] | Non-Lead | No | No |  | Single Family Residence | Unknown | Unknown | No | Does not meet tiering criteria | Does not meet tiering criteria
0644 | 4210 332nd Ave SE |  | No | No
0645 | 4326 337th Pl SE |  | No | No
0646 | 33605 SE Red/FC Rd |  | No | No
0647 | 4753 Pres/FC Rd SE |  | No | No | Unknown - Unlikely Lead | No | 1978 | 3/4 | [5 empty] | Unknown - Unlikely Lead | 1978 | 3/4 | [5 empty] | Non-Lead | No | No |  | Single Family Residence | Unknown | Unknown | No | Does not meet tiering criteria | Does not meet tiering criteria
0648 | 34132 SE D. Powell Rd |  | No | No | Non-Lead - Plastic | No | 2005 | 1 | Field inspection only with no records | No |  |  |  | Non-Lead - Plastic | 2005 | 1 | Field inspection only with no records | No |  |  |  | Non-Lead | No | No |  | Single Family Residence | Unknown | No | No | Does not meet tiering criteria | Does not meet tiering criteria
0649 | 4659 Pres/FC Rd SE |  | No | No | Non-Lead - Plastic | No | 2020 | 1 | Field inspection only with no records | Yes | Visual inspection at the meter pit | 2020-05-01 |  | Non-Lead - Plastic | 2020 | 1 | Field inspection only with no records | Yes | Visual inspection at the meter pit | 2020-05-01 |  | Non-Lead | No | No |  | Single Family Residence | Unknown | No | No | Does not meet tiering criteria | Does not meet tiering criteria
0650 | 4413 332nd Ave SE |  | No | No
0651 | 33216 SE Red/FC Rd |  | No | No | Non-Lead - Plastic | No | 2000 | 1 | Field inspection only with no records | No |  |  |  | Non-Lead - Plastic | 2000 | 1 | Field inspection only with no records | No |  |  |  | Non-Lead | No | No |  | Single Family Residence | Unknown | No | No | Does not meet tiering criteria | Does not meet tiering criteria
0652 | 33224 SE 45th St |  | No | No | Unknown - Unlikely Lead | No | 1977 | 3/4 | [5 empty] | Unknown - Unlikely Lead | 1977 | 3/4 | [5 empty] | Non-Lead | No | No |  | Single Family Residence | Unknown | Unknown | No | Does not meet tiering criteria | Does not meet tiering criteria
0653 | 4120 330th Pl SE |  | No | No | Unknown - Unlikely Lead | No | 1974 | 3/4 | [5 empty] | Unknown - Unlikely Lead | 1974 | 3/4 | [5 empty] | Non-Lead | No | No |  | Single Family Residence | Unknown | Unknown | No | Does not meet tiering criteria | Does not meet tiering criteria
0654 | 4361 338th Pl SE |  | No | No
0655 | 5301 Pres/FC Rd SE |  | No | No | Unknown - Unlikely Lead | No | 1959 | 3/4 | [5 empty] | Unknown - Unlikely Lead | 1959 | 3/4 | [5 empty] | Non-Lead | No | No |  | Single Family Residence | Unknown | Unknown | No | Does not meet tiering criteria | Does not meet tiering criteria
0656 | 33544 SE 44th Ln |  | No | No | Unknown - Unlikely Lead | No | 1970 | 3/4 | [5 empty] | Unknown - Unlikely Lead | 1970 | 3/4 | [5 empty] | Non-Lead | No | No |  | Single Family Residence | Unknown | Unknown | No | Does not meet tiering criteria | Does not meet tiering criteria
0657 | 4334 326th Pl SE |  | No | No | Unknown - Unlikely Lead | No | 1968 | 3/4 | [5 empty] | Unknown - Unlikely Lead | 1968 | 3/4 | [5 empty] | Non-Lead | No | No |  | Single Family Residence | Unknown | Unknown | No | Does not meet tiering criteria | Does not meet tiering criteria
0658 | 4438 337th Pl SE |  | No | No
0659 | 4227 332nd Ave SE |  | No | No | Unknown - Unlikely Lead | No | 1973 | 3/4 | [5 empty] | Unknown - Unlikely Lead | 1973 | 3/4 | [5 empty] | Non-Lead | No | No |  | Single Family Residence | Unknown | Unknown | No | Does not meet tiering criteria | Does not meet tiering criteria
0660 | 4227 341st Pl SE |  | No | No
0661 | 4224 334th Pl SE |  | No | No
0662 | 4551 Pres/FC Rd SE |  | No | No | Unknown - Unlikely Lead | No | 1983 | 3/4 | [5 empty] | Unknown - Unlikely Lead | 1983 | 3/4 | [5 empty] | Non-Lead | No | No |  | Single Family Residence | Unknown | Unknown | No | Does not meet tiering criteria | Does not meet tiering criteria
0663 | 4536 332nd Ave SE |  | No | No | Unknown - Unlikely Lead | No | 1957 | 3/4 | [5 empty] | Unknown - Unlikely Lead | 1957 | 3/4 | [5 empty] | Non-Lead | No | No |  | Single Family Residence | Unknown | Unknown | No | Does not meet tiering criteria | Does not meet tiering criteria
0664 | 4554 332nd Ave SE |  | No | No | Unknown - Unlikely Lead | No | 1969 | 3/4 | [5 empty] | Unknown - Unlikely Lead | 1969 | 3/4 | [5 empty] | Non-Lead | No | No |  | Single Family Residence | Unknown | Unknown | No | Does not meet tiering criteria | Does not meet tiering criteria
0665 | 4548 332nd Ave SE |  | No | No | Non-Lead - Plastic | No | 2001 | 1 | Field inspection only with no records | No |  |  |  | Non-Lead - Plastic | 2001 | 1 | Field inspection only with no records | No |  |  |  | Non-Lead | No | No |  | Single Family Residence | Unknown | No | No | Does not meet tiering criteria | Does not meet tiering criteria
0666 | 4507 332nd Ave SE |  | No | No
0667 | 31735 SE 40th St |  | No | No
0668 | 4232 327th Pl SE |  | No | No | Unknown - Unlikely Lead | No | 1972 | 3/4 | [5 empty] | Unknown - Unlikely Lead | 1972 | 3/4 | [5 empty] | Non-Lead | No | No |  | Single Family Residence | Unknown | Unknown | No | Does not meet tiering criteria | Does not meet tiering criteria
0669 | 4521 333rd Ave SE |  | No | No | Unknown - Unlikely Lead | No | 1969 | 3/4 | [5 empty] | Unknown - Unlikely Lead | 1969 | 3/4 | [5 empty] | Non-Lead | No | No |  | Single Family Residence | Unknown | Unknown | No | Does not meet tiering criteria | Does not meet tiering criteria
0670 | 32442 SE 43rd Ct |  | No | No
0671 | 4258 328th Pl SE |  | No | No | Unknown - Unlikely Lead | No | 1968 | 3/4 | [5 empty] | Unknown - Unlikely Lead | 1968 | 3/4 | [5 empty] | Non-Lead | No | No |  | Single Family Residence | Unknown | Unknown | No | Does not meet tiering criteria | Does not meet tiering criteria
0672 | 4929 Pres/FC Rd SE |  | No | No | Non-Lead - Plastic | No | 2007 | 1 | Field inspection only with no records | No |  |  |  | Non-Lead - Plastic | 2007 | 1 | Field inspection only with no records | No |  |  |  | Non-Lead | No | No |  | Single Family Residence | Unknown | No | No | Does not meet tiering criteria | Does not meet tiering criteria
0673 | 4135 330th Pl SE |  | No | No | Unknown - Unlikely Lead | No | 1974 | 3/4 | [5 empty] | Unknown - Unlikely Lead | 1974 | 3/4 | [5 empty] | Non-Lead | No | No |  | Single Family Residence | Unknown | Unknown | No | Does not meet tiering criteria | Does not meet tiering criteria
0674 | 32916 SE 44th St |  | No | No
0675 | 4330 Pres/FC Rd SE |  | No | No | Unknown - Unlikely Lead | No | 1960 | 3/4 | [5 empty] | Unknown - Unlikely Lead | 1960 | 3/4 | [5 empty] | Non-Lead | No | No |  | Single Family Residence | Unknown | Unknown | No | Does not meet tiering criteria | Does not meet tiering criteria
0676 | 32904 SE 42nd St |  | No | No
0677 | 32804 SE Issa/FC Rd |  | No | No
0678 | 4903 335th Ave SE |  | No | No | Non-Lead - Plastic | No | 1993 | 3/4 | [5 empty] | Non-Lead - Plastic | 1993 | 3/4 | [5 empty] | Non-Lead | No | No |  | Single Family Residence | Unknown | No | No | Does not meet tiering criteria | Does not meet tiering criteria
0679 | 5010 328th Way SE |  | No | No | Non-Lead - Plastic | No | 2005 | 1 | Field inspection only with no records | No |  |  |  | Non-Lead - Plastic | 2005 | 1 | Field inspection only with no records | No |  |  |  | Non-Lead | No | No |  | Single Family Residence | Unknown | No | No | Does not meet tiering criteria | Does not meet tiering criteria
0680 | 32919 SE 42nd St |  | No | No | Unknown - Unlikely Lead | No | 1987 | 3/4 | [5 empty] | Unknown - Unlikely Lead | 1987 | 3/4 | [5 empty] | Non-Lead | No | No |  | Single Family Residence | Unknown | Unknown | No | Does not meet tiering criteria | Does not meet tiering criteria
0681 | 32920 SE 43rd St |  | No | No | Unknown - Unlikely Lead | No | 1983 | 3/4 | [5 empty] | Unknown - Unlikely Lead | 1983 | 3/4 | [5 empty] | Non-Lead | No | No |  | Single Family Residence | Unknown | Unknown | No | Does not meet tiering criteria | Does not meet tiering criteria
0682 | 4927 Pres/FC Rd SE |  | No | No | Unknown - Unlikely Lead | No | 1984 | 3/4 | [5 empty] | Unknown - Unlikely Lead | 1984 | 3/4 | [5 empty] | Non-Lead | No | No |  | Single Family Residence | Unknown | Unknown | No | Does not meet tiering criteria | Does not meet tiering criteria
0683 | 4925 Pres/FC Rd SE |  | No | No | Unknown - Unlikely Lead | No | 1981 | 3/4 | [5 empty] | Unknown - Unlikely Lead | 1981 | 3/4 | [5 empty] | Non-Lead | No | No |  | Single Family Residence | Unknown | Unknown | No | Does not meet tiering criteria | Does not meet tiering criteria
0684 | 4350 324th Ave SE |  | No | No | Non-Lead - Plastic | No | 2002 | 1 | Field inspection only with no records | No |  |  |  | Non-Lead - Plastic | 2002 | 1 | Field inspection only with no records | No |  |  |  | Non-Lead | No | No |  | Single Family Residence | Unknown | No | No | Does not meet tiering criteria | Does not meet tiering criteria
0685 | 32904 SE 43rd St |  | No | No | Unknown - Unlikely Lead | No | 1987 | 3/4 | [5 empty] | Unknown - Unlikely Lead | 1987 | 3/4 | [5 empty] | Non-Lead | No | No |  | Single Family Residence | Unknown | Unknown | No | Does not meet tiering criteria | Does not meet tiering criteria
0686 | 32912 SE 43rd St |  | No | No | Unknown - Unlikely Lead | No | 1987 | 3/4 | [5 empty] | Unknown - Unlikely Lead | 1987 | 3/4 | [5 empty] | Non-Lead | No | No |  | Single Family Residence | Unknown | Unknown | No | Does not meet tiering criteria | Does not meet tiering criteria
0687 | 4119 324th Ave SE |  | No | No | Non-Lead - Plastic | No | 1991 | 3/4 | Installation date after lead ban | No |  |  |  | Non-Lead - Plastic | 1991 | 3/4 | Installation date after lead ban | No |  |  |  | Non-Lead | No | No |  | Single Family Residence | Unknown | No | No | Does not meet tiering criteria | Does not meet tiering criteria
0688 | 4218 332nd Ave SE |  | No | No | Non-Lead - Plastic | No | 2014 | 1 | Field inspection only with no records | No |  |  |  | Non-Lead - Plastic | 2014 | 1 | Field inspection only with no records | No |  |  |  | Non-Lead | No | No |  | Single Family Residence | Unknown | No | No | Does not meet tiering criteria | Does not meet tiering criteria
0689 | 32841 SE 47th Pl |  | No | No | Unknown - Unlikely Lead | No | 1977 | 3/4 | [5 empty] | Unknown - Unlikely Lead | 1977 | 3/4 | [5 empty] | Non-Lead | No | No |  | Single Family Residence | Unknown | Unknown | No | Does not meet tiering criteria | Does not meet tiering criteria
0690 | 4216 337th Pl SE |  | No | No | Unknown - Unlikely Lead | no | 1967 | 3/4 | [5 empty] | Unknown - Unlikely Lead | 1967 | 3/4 | [5 empty] | Non-Lead | No | No |  | Single Family Residence | Unknown | Unknown | No | Does not meet tiering criteria | Does not meet tiering criteria
0691 | 4222 337th Pl SE |  | No | No | Unknown - Unlikely Lead | no | 1967 | 3/4 | [5 empty] | Unknown - Unlikely Lead | 1967 | 3/4 | [5 empty] | Non-Lead | No | No |  | Single Family Residence | Unknown | Unknown | No | Does not meet tiering criteria | Does not meet tiering criteria
0692 | 5213 Pres/FC Rd SE |  | No | No | Unknown - Unlikely Lead | No | 1986 | 3/4 | [5 empty] | Unknown - Unlikely Lead | 1986 | 3/4 | [5 empty] | Non-Lead | No | No |  | Single Family Residence | Unknown | Unknown | No | Does not meet tiering criteria | Does not meet tiering criteria
0693 | 31803 SE 40th St |  | No | No | Unknown - Unlikely Lead | No | 1989 | 3/4 | Installation date after lead ban | No |  |  |  | Unknown - Unlikely Lead | 1989 | 3/4 | Installation date after lead ban | No |  |  |  | Non-Lead | No | No |  | Single Family Residence | Unknown | No | No | Does not meet tiering criteria | Does not meet tiering criteria
0694 | 31807 SE 40th St |  | No | No | Unknown - Unlikely Lead | No | 1987 | 3/4 | [5 empty] | Unknown - Unlikely Lead | 1987 | 3/4 | [5 empty] | Non-Lead | No | No |  | Single Family Residence | Unknown | Unknown | No | Does not meet tiering criteria | Does not meet tiering criteria
0696 | 4915 Lk Alice Rd SE |  | No | No | Unknown - Unlikely Lead | No | 1990 | 3/4 | Installation date after lead ban | No |  |  |  | Unknown - Unlikely Lead | 1990 | 3/4 | Installation date after lead ban | No |  |  |  | Non-Lead | No | No |  | Single Family Residence | Unknown | No | No | Does not meet tiering criteria | Does not meet tiering criteria
0697 | 4903 Lk Alice Rd SE |  | No | No | Unknown - Unlikely Lead | No | 1988 | 3/4 | Installation date after lead ban | No |  |  |  | Unknown - Unlikely Lead | 1988 | 3/4 | Installation date after lead ban | No |  |  |  | Non-Lead | No | No |  | Single Family Residence | Unknown | No | No | Does not meet tiering criteria | Does not meet tiering criteria
0698 | 32810 SE 47th Pl |  | No | No | Unknown - Unlikely Lead | No | 1989 | 3/4 | Installation date after lead ban | No |  |  |  | Unknown - Unlikely Lead | 1989 | 3/4 | Installation date after lead ban | No |  |  |  | Non-Lead | No | No |  | Single Family Residence | Unknown | No | No | Does not meet tiering criteria | Does not meet tiering criteria
0699 | 32818 SE 47th Pl |  | No | No | Unknown - Unlikely Lead | No | 1988 | 3/4 | Installation date after lead ban | No |  |  |  | Unknown - Unlikely Lead | 1988 | 3/4 | Installation date after lead ban | No |  |  |  | Non-Lead | No | No |  | Single Family Residence | Unknown | No | No | Does not meet tiering criteria | Does not meet tiering criteria
0700 | 32832 SE 47th Pl |  | No | No | Unknown - Unlikely Lead | No | 1988 | 3/4 | Installation date after lead ban | No |  |  |  | Unknown - Unlikely Lead | 1988 | 3/4 | Installation date after lead ban | No |  |  |  | Non-Lead | No | No |  | Single Family Residence | Unknown | No | No | Does not meet tiering criteria | Does not meet tiering criteria
0701 | 32850 SE 47th Pl |  | No | No | Unknown - Unlikely Lead | No | 1990 | 3/4 | Installation date after lead ban | No |  |  |  | Unknown - Unlikely Lead | 1990 | 3/4 | Installation date after lead ban | No |  |  |  | Non-Lead | No | No |  | Single Family Residence | Unknown | No | No | Does not meet tiering criteria | Does not meet tiering criteria
0702 | 32858 SE 47th Pl |  | No | No | Unknown - Unlikely Lead | No | 1987 | 3/4 | [5 empty] | Unknown - Unlikely Lead | 1987 | 3/4 | [5 empty] | Non-Lead | No | No |  | Single Family Residence | Unknown | Unknown | No | Does not meet tiering criteria | Does not meet tiering criteria
0703 | 32859 SE 47th Pl |  | No | No | Unknown - Unlikely Lead | No | 1988 | 3/4 | Installation date after lead ban | No |  |  |  | Unknown - Unlikely Lead | 1988 | 3/4 | Installation date after lead ban | No |  |  |  | Non-Lead | No | No |  | Single Family Residence | Unknown | No | No | Does not meet tiering criteria | Does not meet tiering criteria
0704 | 32849 SE 47th St |  | No | No | Unknown - Unlikely Lead | No | 1990 | 3/4 | Installation date after lead ban | No |  |  |  | Unknown - Unlikely Lead | 1990 | 3/4 | Installation date after lead ban | No |  |  |  | Non-Lead | No | No |  | Single Family Residence | Unknown | No | No | Does not meet tiering criteria | Does not meet tiering criteria
0705 | 32833 SE 47th Pl |  | No | No | Unknown - Unlikely Lead | No | 1987 | 3/4 | [5 empty] | Unknown - Unlikely Lead | 1987 | 3/4 | [5 empty] | Non-Lead | No | No |  | Single Family Residence | Unknown | Unknown | No | Does not meet tiering criteria | Does not meet tiering criteria
0706 | 32817 SE 47th Pl |  | No | No | Unknown - Unlikely Lead | No | 1987 | 3/4 | [5 empty] | Unknown - Unlikely Lead | 1987 | 3/4 | [5 empty] | Non-Lead | No | No |  | Single Family Residence | Unknown | Unknown | No | Does not meet tiering criteria | Does not meet tiering criteria
0707 | 4609 332nd Ave SE |  | No | No | Unknown - Unlikely Lead | No | 1987 | 3/4 | [5 empty] | Unknown - Unlikely Lead | 1987 | 3/4 | [5 empty] | Non-Lead | No | No |  | Single Family Residence | Unknown | Unknown | No | Does not meet tiering criteria | Does not meet tiering criteria
0708 | 4629 332nd Ave SE |  | No | No | Unknown - Unlikely Lead | No | 19986 | 3/4 | [5 empty] | Unknown - Unlikely Lead | 1986 | 3/4 | [5 empty] | Non-Lead | No | No |  | Single Family Residence | Unknown | Unknown | No | Does not meet tiering criteria | Does not meet tiering criteria
0709 | 4643 332nd Ave SE |  | No | No | Non-Lead - Plastic | No | 1997 | 3/4 | Installation date after lead ban | No |  |  |  | Non-Lead - Plastic | 1997 | 3/4 | Installation date after lead ban | No |  |  |  | Non-Lead | No | No |  | Single Family Residence | Unknown | No | No | Does not meet tiering criteria | Does not meet tiering criteria
0710 | 4651 332nd Ave SE |  | No | No | Unknown - Unlikely Lead | No | 1988 | 3/4 | Installation date after lead ban | No |  |  |  | Unknown - Unlikely Lead | 1988 | 3/4 | Installation date after lead ban | No |  |  |  | Non-Lead | No | No |  | Single Family Residence | Unknown | No | No | Does not meet tiering criteria | Does not meet tiering criteria
0711 | 4657 332nd Ave SE |  | No | No | Unknown - Unlikely Lead | No | 1987 | 3/4 | [5 empty] | Unknown - Unlikely Lead | 1987 | 3/4 | [5 empty] | Non-Lead | No | No |  | Single Family Residence | Unknown | Unknown | No | Does not meet tiering criteria | Does not meet tiering criteria
0712 | 4660 332nd Ave SE |  | No | No | Unknown - Unlikely Lead | No | 1990 | 3/4 | Installation date after lead ban | No |  |  |  | Unknown - Unlikely Lead | 1990 | 3/4 | Installation date after lead ban | No |  |  |  | Non-Lead | No | No |  | Single Family Residence | Unknown | No | No | Does not meet tiering criteria | Does not meet tiering criteria
0713 | 4652 332nd Ave SE |  | No | No | Unknown - Unlikely Lead | No | 1987 | 3/4 | [5 empty] | Unknown - Unlikely Lead | 1987 | 3/4 | [5 empty] | Non-Lead | No | No |  | Single Family Residence | Unknown | Unknown | No | Does not meet tiering criteria | Does not meet tiering criteria
0714 | 4644 332nd Ave SE |  | No | No | Unknown - Unlikely Lead | No | 1993 | 3/4 | Installation date after lead ban | No |  |  |  | Unknown - Unlikely Lead | 1993 | 3/4 | Installation date after lead ban | No |  |  |  | Non-Lead | No | No |  | Single Family Residence | Unknown | No | No | Does not meet tiering criteria | Does not meet tiering criteria
0715 | 4634 332nd Ave SE |  | No | No | Unknown - Unlikely Lead | No | 1992 | 3/4 | Installation date after lead ban | No |  |  |  | Unknown - Unlikely Lead | 1992 | 3/4 | Installation date after lead ban | No |  |  |  | Non-Lead | No | No |  | Single Family Residence | Unknown | No | No | Does not meet tiering criteria | Does not meet tiering criteria
0716 | 4622 332nd Ave SE |  | No | No | Non-Lead - Plastic | No | 1997 | 3/4 | Field inspection only with no records | No |  |  |  | Non-Lead - Plastic | 1997 | 3/4 | Field inspection only with no records | No |  |  |  | Non-Lead | No | No |  | Single Family Residence | Unknown | No | No | Does not meet tiering criteria | Does not meet tiering criteria
0717 | 4614 332nd Ave Se |  | No | No | Unknown - Unlikely Lead | No | 1990 | 3/4 | Installation date after lead ban | No |  |  |  | Unknown - Unlikely Lead | 1990 | 3/4 | Installation date after lead ban | No |  |  |  | Non-Lead | No | No |  | Single Family Residence | Unknown | No | No | Does not meet tiering criteria | Does not meet tiering criteria
0718 | 4604 332nd Ave SE |  | No | No | Unknown - Unlikely Lead | No | 1986 | 3/4 | [5 empty] | Unknown - Unlikely Lead | 1986 | 3/4 | [5 empty] | Non-Lead | No | No |  | Single Family Residence | Unknown | Unknown | No | Does not meet tiering criteria | Does not meet tiering criteria
0719 | 3613 324th Ave SE |  | No | No | Non-Lead - Plastic | No | 2019 | 1 | Field inspection only with no records | Yes | Visual inspection at the meter pit | 2019-07-01 |  | Non-Lead - Plastic | 2019 | 1 | Field inspection only with no records | Yes | Visual inspection at the meter pit | 2019-07-01 |  | Non-Lead | No | No |  | Single Family Residence | Unknown | No | No | Does not meet tiering criteria | Does not meet tiering criteria
0720 | 4319 327th Pl SE |  | No | No | Unknown - Unlikely Lead | No | 1986 | 3/4 | [5 empty] | Unknown - Unlikely Lead | 1986 | 3/4 | [5 empty] | Non-Lead | No | No |  | Single Family Residence | Unknown | Unknown | No | Does not meet tiering criteria | Does not meet tiering criteria
0721 | 4309 327th Pl SE |  | No | No | Unknown - Unlikely Lead | No | 1986 | 3/4 | [5 empty] | Unknown - Unlikely Lead | 1986 | 3/4 | [5 empty] | Non-Lead | No | No |  | Single Family Residence | Unknown | Unknown | No | Does not meet tiering criteria | Does not meet tiering criteria
0722 | 32028 SE Red/FC Rd |  | No | No
0723 | 32414 SE 42nd Pl |  | No | No | Unknown - Unlikely Lead | No | 1987 | 3/4 | [5 empty] | Unknown - Unlikely Lead | 1987 | 3/4 | [5 empty] | Non-Lead | No | No |  | Single Family Residence | Unknown | Unknown | No | Does not meet tiering criteria | Does not meet tiering criteria
0725 | 32625 SE 48th St |  | No | No | Non-Lead - Plastic | No | 2009 | 1 | Installation date after lead ban | No |  |  |  | Non-Lead - Plastic | 2009 | 1 | Installation date after lead ban | No |  |  |  | Non-Lead | No | No |  | Single Family Residence | Unknown | No | No | Does not meet tiering criteria | Does not meet tiering criteria
0726 | 3724 324th Ave SE |  | No | No | Unknown - Unlikely Lead | No | 1990 | 3/4 | Installation date after lead ban | No |  |  |  | Unknown - Unlikely Lead | 1990 | 3/4 | Installation date after lead ban | No |  |  |  | Non-Lead | No | No |  | Single Family Residence | Unknown | No | No | Does not meet tiering criteria | Does not meet tiering criteria
0727 | 33009 SE 42nd Pl |  | No | No | Unknown - Unlikely Lead | No | 1988 | 3/4 | Installation date after lead ban | No |  |  |  | Unknown - Unlikely Lead | 1988 | 3/4 | Installation date after lead ban | No |  |  |  | Non-Lead | No | No |  | Single Family Residence | Unknown | No | No | Does not meet tiering criteria | Does not meet tiering criteria
0728 | 4224 332nd Ave SE |  | No | No | Unknown - Unlikely Lead | No | 1986 | 3/4 | [5 empty] | Unknown - Unlikely Lead | 1986 | 3/4 | [5 empty] | Non-Lead | No | No |  | Single Family Residence | Unknown | Unknown | No | Does not meet tiering criteria | Does not meet tiering criteria
0729 | 33024 SE 44th St |  | No | No | Non-Lead - Plastic | No | 2023 | 1 | Field inspection only with no records | Yes | Visual inspection at the meter pit | 2023-05-01 |  | Non-Lead - Plastic | 2023 | 1 | Field inspection only with no records | Yes | Visual inspection at the meter pit | 2023-05-01 |  | Non-Lead | No | No |  | Single Family Residence | Unknown | No | No | Does not meet tiering criteria | Does not meet tiering criteria
0730 | 4609 328th Ave SE |  | No | No | Unknown - Unlikely Lead | No | 1988 | 3/4 | Installation date after lead ban | No |  |  |  | Unknown - Unlikely Lead | 1988 | 3/4 | Installation date after lead ban | No |  |  |  | Non-Lead | No | No |  | Single Family Residence | Unknown | No | No | Does not meet tiering criteria | Does not meet tiering criteria
0731 | 4050 323rd Ave SE |  | No | No | Unknown - Unlikely Lead | No | 1988 | 3/4 | Installation date after lead ban | No |  |  |  | Unknown - Unlikely Lead | 1988 | 3/4 | Installation date after lead ban | No |  |  |  | Non-Lead | No | No |  | Single Family Residence | Unknown | No | No | Does not meet tiering criteria | Does not meet tiering criteria
0732 | 32014 Se 48th St |  | No | No | Unknown - Unlikely Lead | No | 1986 | 3/4 | [5 empty] | Unknown - Unlikely Lead | 1986 | 3/4 | [5 empty] | Non-Lead | No | No |  | Single Family Residence | Unknown | Unknown | No | Does not meet tiering criteria | Does not meet tiering criteria
0733 | 4825 322nd Ave SE |  | No | No | Non-Lead - Plastic | No | 1996 | 3/4 | Field inspection only with no records | No |  |  |  | Non-Lead - Plastic | 1996 | 3/4 | Field inspection only with no records | No |  |  |  | Non-Lead | No | No |  | Single Family Residence | Unknown | No | No | Does not meet tiering criteria | Does not meet tiering criteria
0734 | 4816 322nd Ave SE |  | No | No
0735 | 32110 SE 48th St |  | No | No | Unknown - Unlikely Lead | No | 1989 | 3/4 | Installation date after lead ban | No |  |  |  | Unknown - Unlikely Lead | 1989 | 3/4 | Installation date after lead ban | No |  |  |  | Non-Lead | No | No |  | Single Family Residence | Unknown | No | No | Does not meet tiering criteria | Does not meet tiering criteria
0736 | 4635 324th Ave SE |  | No | No | Unknown - Unlikely Lead | No | 1988 | 3/4 | Installation date after lead ban | No |  |  |  | Unknown - Unlikely Lead | 1988 | 3/4 | Installation date after lead ban | No |  |  |  | Non-Lead | No | No |  | Single Family Residence | Unknown | No | No | Does not meet tiering criteria | Does not meet tiering criteria
0737 | 32115 SE 46th St |  | No | No | Unknown - Unlikely Lead | No | 1987 | 3/4 | [5 empty] | Unknown - Unlikely Lead | 1987 | 3/4 | [5 empty] | Non-Lead | No | No |  | Single Family Residence | Unknown | Unknown | No | Does not meet tiering criteria | Does not meet tiering criteria
0738 | 5404 Pres/FC Rd SE |  | No | No | Unknown - Unlikely Lead | No | 1988 | 3/4 | Installation date after lead ban | No |  |  |  | Unknown - Unlikely Lead | 1988 | 3/4 | Installation date after lead ban | No |  |  |  | Non-Lead | No | No |  | Single Family Residence | Unknown | No | No | Does not meet tiering criteria | Does not meet tiering criteria
0739 | 33017 SE 42nd Pl |  | No | No | Non-Lead - Plastic | No | 2004 | 1 | Field inspection only with no records | No |  |  |  | Non-Lead - Plastic | 2004 | 1 | Field inspection only with no records | No |  |  |  | Non-Lead | No | No |  | Single Family Residence | Unknown | No | No | Does not meet tiering criteria | Does not meet tiering criteria
0740 | 4339 327th Pl SE |  | No | No | Unknown - Unlikely Lead | No | 1991 | 3/4 | Installation date after lead ban | No |  |  |  | Unknown - Unlikely Lead | 1991 | 3/4 | Installation date after lead ban | No |  |  |  | Non-Lead | No | No |  | Single Family Residence | Unknown | No | No | Does not meet tiering criteria | Does not meet tiering criteria
0741 | 32420 SE 44th St |  | No | No | Unknown - Unlikely Lead | No | 1991 | 3/4 | Installation date after lead ban | No |  |  |  | Unknown - Unlikely Lead | 1991 | 3/4 | Installation date after lead ban | No |  |  |  | Non-Lead | No | No |  | Single Family Residence | Unknown | No | No | Does not meet tiering criteria | Does not meet tiering criteria
0742 | 32125 SE 48th St |  | No | No
0743 | 4924 322nd Ave SE |  | No | No | Unknown - Unlikely Lead | no | 1964 | 3/4 | [5 empty] | Unknown - Unlikely Lead | 1964 | 3/4 | [5 empty] | Non-Lead | No | No |  | Single Family Residence | Unknown | Unknown | No | Does not meet tiering criteria | Does not meet tiering criteria
0744 | 4419 328th Pl SE |  | No | No | Unknown - Unlikely Lead | No | 1988 | 3/4 | Installation date after lead ban | No |  |  |  | Unknown - Unlikely Lead | 1988 | 3/4 | Installation date after lead ban | No |  |  |  | Non-Lead | No | No |  | Single Family Residence | Unknown | No | No | Does not meet tiering criteria | Does not meet tiering criteria
0745 | 4429 328th Pl Se |  | No | No | Unknown - Unlikely Lead | No | 1990 | 3/4 | Installation date after lead ban | No |  |  |  | Unknown - Unlikely Lead | 1990 | 3/4 | Installation date after lead ban | No |  |  |  | Non-Lead | No | No |  | Single Family Residence | Unknown | No | No | Does not meet tiering criteria | Does not meet tiering criteria
0746 | 4439 328th Pl SE |  | No | No | Unknown - Unlikely Lead | No | 1990 | 3/4 | Installation date after lead ban | No |  |  |  | Unknown - Unlikely Lead | 1990 | 3/4 | Installation date after lead ban | No |  |  |  | Non-Lead | No | No |  | Single Family Residence | Unknown | No | No | Does not meet tiering criteria | Does not meet tiering criteria
0747 | 4449 328th Pl SE |  | No | No | Unknown - Unlikely Lead | No | 1990 | 3/4 | Installation date after lead ban | No |  |  |  | Unknown - Unlikely Lead | 1990 | 3/4 | Installation date after lead ban | No |  |  |  | Non-Lead | No | No |  | Single Family Residence | Unknown | No | No | Does not meet tiering criteria | Does not meet tiering criteria
0748 | 4455 328th Pl SE |  | No | No | Unknown - Unlikely Lead | No | 1992 | 3/4 | Installation date after lead ban | No |  |  |  | Unknown - Unlikely Lead | 1992 | 3/4 | Installation date after lead ban | No |  |  |  | Non-Lead | No | No |  | Single Family Residence | Unknown | No | No | Does not meet tiering criteria | Does not meet tiering criteria
0749 | 4450 328th Pl SE |  | No | No | Unknown - Unlikely Lead | No | 1990 | 3/4 | Installation date after lead ban | No |  |  |  | Unknown - Unlikely Lead | 1990 | 3/4 | Installation date after lead ban | No |  |  |  | Non-Lead | No | No |  | Single Family Residence | Unknown | No | No | Does not meet tiering criteria | Does not meet tiering criteria
0750 | 4440 328th Pl SE |  | No | No | Unknown - Unlikely Lead | No | 1989 | 3/4 | Installation date after lead ban | No |  |  |  | Unknown - Unlikely Lead | 1989 | 3/4 | Installation date after lead ban | No |  |  |  | Non-Lead | No | No |  | Single Family Residence | Unknown | No | No | Does not meet tiering criteria | Does not meet tiering criteria
0751 | 4430 328th Pl SE |  | No | No | Unknown - Unlikely Lead | No | 1989 | 3/4 | Installation date after lead ban | No |  |  |  | Unknown - Unlikely Lead | 1989 | 3/4 | Installation date after lead ban | No |  |  |  | Non-Lead | No | No |  | Single Family Residence | Unknown | No | No | Does not meet tiering criteria | Does not meet tiering criteria
0752 | 4420 328th Pl SE |  | No | No | Unknown - Unlikely Lead | No | 1989 | 3/4 | Installation date after lead ban | No |  |  |  | Unknown - Unlikely Lead | 1989 | 3/4 | Installation date after lead ban | No |  |  |  | Non-Lead | No | No |  | Single Family Residence | Unknown | No | No | Does not meet tiering criteria | Does not meet tiering criteria
0753 | 4410 328th Pl SE |  | No | No | Unknown - Unlikely Lead | No | 1989 | 3/4 | Installation date after lead ban | No |  |  |  | Unknown - Unlikely Lead | 1989 | 3/4 | Installation date after lead ban | No |  |  |  | Non-Lead | No | No |  | Single Family Residence | Unknown | No | No | Does not meet tiering criteria | Does not meet tiering criteria
0754 | 4442 337th Pl SE |  | No | No | Unknown - Unlikely Lead | No | 1984 | 3/4 | [5 empty] | Unknown - Unlikely Lead | 1984 | 3/4 | [5 empty] | Non-Lead | No | No |  | Single Family Residence | Unknown | Unknown | No | Does not meet tiering criteria | Does not meet tiering criteria
0755 | 33423 SE 45th St |  | No | No | Unknown - Unlikely Lead | No | 1992 | 3/4 | Installation date after lead ban | No |  |  |  | Unknown - Unlikely Lead | 1992 | 3/4 | Installation date after lead ban | No |  |  |  | Non-Lead | No | No |  | Single Family Residence | Unknown | No | No | Does not meet tiering criteria | Does not meet tiering criteria
0756 | 4510 334th Ct SE |  | No | No | Unknown - Unlikely Lead | No | 1990 | 3/4 | Installation date after lead ban | No |  |  |  | Unknown - Unlikely Lead | 1990 | 3/4 | Installation date after lead ban | No |  |  |  | Non-Lead | No | No |  | Single Family Residence | Unknown | No | No | Does not meet tiering criteria | Does not meet tiering criteria
0757 | 4546 334th Ct SE |  | No | No | Non-Lead - Plastic | No | 1989 | 3/4 | Installation date after lead ban | No |  |  |  | Non-Lead - Plastic | 1989 | 3/4 | Installation date after lead ban | No |  |  |  | Non-Lead | No | No |  | Single Family Residence | Unknown | No | No | Does not meet tiering criteria | Does not meet tiering criteria
0758 | 4534 334th Ct SE |  | No | No | Unknown - Unlikely Lead | No | 1990 | 3/4 | Installation date after lead ban | No |  |  |  | Unknown - Unlikely Lead | 1990 | 3/4 | Installation date after lead ban | No |  |  |  | Non-Lead | No | No |  | Single Family Residence | Unknown | No | No | Does not meet tiering criteria | Does not meet tiering criteria
0759 | 4526 334th Ct SE |  | No | No | Unknown - Unlikely Lead | No | 1989 | 3/4 | Installation date after lead ban | No |  |  |  | Unknown - Unlikely Lead | 1989 | 3/4 | Installation date after lead ban | No |  |  |  | Non-Lead | No | No |  | Single Family Residence | Unknown | No | No | Does not meet tiering criteria | Does not meet tiering criteria
0760 | 4545 334th Ct SE |  | No | No | Unknown - Unlikely Lead | No | 1990 | 3/4 | Installation date after lead ban | No |  |  |  | Unknown - Unlikely Lead | 1990 | 3/4 | Installation date after lead ban | No |  |  |  | Non-Lead | No | No |  | Single Family Residence | Unknown | No | No | Does not meet tiering criteria | Does not meet tiering criteria
0761 | 33317 SE 45th St |  | No | No | Unknown - Unlikely Lead | No | 1989 | 3/4 | Installation date after lead ban | No |  |  |  | Unknown - Unlikely Lead | 1989 | 3/4 | Installation date after lead ban | No |  |  |  | Non-Lead | No | No |  | Single Family Residence | Unknown | No | No | Does not meet tiering criteria | Does not meet tiering criteria
0762 | 5308 Pres/FC Rd SE |  | No | No | Unknown - Unlikely Lead | No | 1989 | 3/4 | Installation date after lead ban | No |  |  |  | Unknown - Unlikely Lead | 1989 | 3/4 | Installation date after lead ban | No |  |  |  | Non-Lead | No | No |  | Single Family Residence | Unknown | No | No | Does not meet tiering criteria | Does not meet tiering criteria
0763 | 32428 SE Issa/FC Rd SE |  | No | No
0764 | 5401 Pres/FC Rd SE |  | No | No
0765 | 4914 334th Ave SE |  | No | No | Unknown - Unlikely Lead | No | 1992 | 3/4 | Installation date after lead ban | No |  |  |  | Unknown - Unlikely Lead | 1992 | 3/4 | Installation date after lead ban | No |  |  |  | Non-Lead | No | No |  | Single Family Residence | Unknown | No | No | Does not meet tiering criteria | Does not meet tiering criteria
0766 | 4443 3325th Ave SE |  | No | No | Unknown - Unlikely Lead | No | 1989 | 3/4 | Installation date after lead ban | No |  |  |  | Unknown - Unlikely Lead | 1989 | 3/4 | Installation date after lead ban | No |  |  |  | Non-Lead | No | No |  | Single Family Residence | Unknown | No | No | Does not meet tiering criteria | Does not meet tiering criteria
0767 | 4459 325th Ave SE |  | No | No | Unknown - Unlikely Lead | No | 1989 | 3/4 | Installation date after lead ban | No |  |  |  | Unknown - Unlikely Lead | 1989 | 3/4 | Installation date after lead ban | No |  |  |  | Non-Lead | No | No |  | Single Family Residence | Unknown | No | No | Does not meet tiering criteria | Does not meet tiering criteria
0768 | 4475325th Ave SE |  | No | No | Unknown - Unlikely Lead | No | 1990 | 3/4 | Installation date after lead ban | No |  |  |  | Unknown - Unlikely Lead | 1990 | 3/4 | Installation date after lead ban | No |  |  |  | Non-Lead | No | No |  | Single Family Residence | Unknown | No | No | Does not meet tiering criteria | Does not meet tiering criteria
0769 | 4527 325th Ave SE |  | No | No | Unknown - Unlikely Lead | No | 1990 | 3/4 | Installation date after lead ban | No |  |  |  | Unknown - Unlikely Lead | 1990 | 3/4 | Installation date after lead ban | No |  |  |  | Non-Lead | No | No |  | Single Family Residence | Unknown | No | No | Does not meet tiering criteria | Does not meet tiering criteria
0770 | 4422 325th Ave Se |  | No | No | Unknown - Unlikely Lead | No | 1989 | 3/4 | Installation date after lead ban | No |  |  |  | Unknown - Unlikely Lead | 1989 | 3/4 | Installation date after lead ban | No |  |  |  | Non-Lead | No | No |  | Single Family Residence | Unknown | No | No | Does not meet tiering criteria | Does not meet tiering criteria
0771 | 4436 325th Ave SE |  | No | No | Unknown - Unlikely Lead | No | 1989 | 3/4 | Installation date after lead ban | No |  |  |  | Unknown - Unlikely Lead | 1989 | 3/4 | Installation date after lead ban | No |  |  |  | Non-Lead | No | No |  | Single Family Residence | Unknown | No | No | Does not meet tiering criteria | Does not meet tiering criteria
0772 | 4416 325th Ave SE |  | No | No | Unknown - Unlikely Lead | No | 1989 | 3/4 | Installation date after lead ban | No |  |  |  | Unknown - Unlikely Lead | 1989 | 3/4 | Installation date after lead ban | No |  |  |  | Non-Lead | No | No |  | Single Family Residence | Unknown | No | No | Does not meet tiering criteria | Does not meet tiering criteria
0773 | 33605 SE 49th St |  | No | No | Unknown - Unlikely Lead | No | 1989 | 3/4 | Installation date after lead ban | No |  |  |  | Unknown - Unlikely Lead | 1989 | 3/4 | Installation date after lead ban | No |  |  |  | Non-Lead | No | No |  | Single Family Residence | Unknown | No | No | Does not meet tiering criteria | Does not meet tiering criteria
0774 | 33625 SE 47th St |  | No | No | Unknown - Unlikely Lead | No | 1990 | 1 | Installation date after lead ban | No |  |  |  | Unknown - Unlikely Lead | 1990 | 1 | Installation date after lead ban | No |  |  |  | Non-Lead | No | No |  | Single Family Residence | Unknown | No | No | Does not meet tiering criteria | Does not meet tiering criteria
0775 | 5310 329th Ave SE |  | No | No | Non-Lead - Plastic | No | 2019 | 1 | Field inspection only with no records | Yes | Visual inspection at the meter pit | 2019-11-15 |  | Non-Lead - Plastic | 2019 | 1 | Field inspection only with no records | Yes | Visual inspection at the meter pit | 2019-11-15 |  | Non-Lead | No | No |  | Single Family Residence | Unknown | No | No | Does not meet tiering criteria | Does not meet tiering criteria
0776 | 5508 329th Ave SE |  | No | No | Unknown - Unlikely Lead | No | 2002 | 1 | Installation date after lead ban | No |  |  |  | Unknown - Unlikely Lead | 2002 | 1 | Installation date after lead ban | No |  |  |  | Non-Lead | No | No |  | Single Family Residence | Unknown | No | No | Does not meet tiering criteria | Does not meet tiering criteria
0777 | 5114 325th Pl SE |  | No | No | Unknown - Unlikely Lead | No | 1994 | 3/4 | Installation date after lead ban | No |  |  |  | Unknown - Unlikely Lead | 1994 | 3/4 | Installation date after lead ban | No |  |  |  | Non-Lead | No | No |  | Single Family Residence | Unknown | No | No | Does not meet tiering criteria | Does not meet tiering criteria
0778 | 4239 332nd Ave SE |  | No | No | Unknown - Unlikely Lead | No | 1996 | 3/4 | Installation date after lead ban | No |  |  |  | Unknown - Unlikely Lead | 1996 | 3/4 | Installation date after lead ban | No |  |  |  | Non-Lead | No | No |  | Single Family Residence | Unknown | No | No | Does not meet tiering criteria | Does not meet tiering criteria
0779 | 33115 SE 42nd Pl |  | No | No | Non-Lead - Plastic | No | 2004 | 1 | Field inspection only with no records | No |  |  |  | Non-Lead - Plastic | 2004 | 1 | Field inspection only with no records | No |  |  |  | Non-Lead | No | No |  | Single Family Residence | Unknown | No | No | Does not meet tiering criteria | Does not meet tiering criteria
0780 | 4975 325th Pl SE |  | No | No | Unknown - Unlikely Lead | No | 1980 | 3/4 | [5 empty] | Unknown - Unlikely Lead | 1980 | 3/4 | [5 empty] | Non-Lead | No | No |  | Single Family Residence | Unknown | Unknown | No | Does not meet tiering criteria | Does not meet tiering criteria
0781 | 4444 334th Pl SE |  | No | No | Unknown - Unlikely Lead | No | 1992 | 3/4 | Installation date after lead ban | No |  |  |  | Unknown - Unlikely Lead | 1992 | 3/4 | Installation date after lead ban | No |  |  |  | Non-Lead | No | No |  | Single Family Residence | Unknown | No | No | Does not meet tiering criteria | Does not meet tiering criteria
0782 | 4451 334th Pl SE |  | No | No | Unknown - Unlikely Lead | No | 1989 | 3/4 | Installation date after lead ban | No |  |  |  | Unknown - Unlikely Lead | 1989 | 3/4 | Installation date after lead ban | No |  |  |  | Non-Lead | No | No |  | Single Family Residence | Unknown | No | No | Does not meet tiering criteria | Does not meet tiering criteria
0783 | 4461 334th Pl SE |  | No | No | Unknown - Unlikely Lead | No | 1990 | 3/4 | Installation date after lead ban | No |  |  |  | Unknown - Unlikely Lead | 1990 | 3/4 | Installation date after lead ban | No |  |  |  | Non-Lead | No | No |  | Single Family Residence | Unknown | No | No | Does not meet tiering criteria | Does not meet tiering criteria
0784 | 4473 334th Pl SE |  | No | No | Unknown - Unlikely Lead | No | 1990 | 3/4 | Installation date after lead ban | No |  |  |  | Unknown - Unlikely Lead | 1990 | 3/4 | Installation date after lead ban | No |  |  |  | Non-Lead | No | No |  | Single Family Residence | Unknown | No | No | Does not meet tiering criteria | Does not meet tiering criteria
0785 | 4481 334th Pl SE |  | No | No | Unknown - Unlikely Lead | No | 1990 | 3/4 | Installation date after lead ban | No |  |  |  | Unknown - Unlikely Lead | 1990 | 3/4 | Installation date after lead ban | No |  |  |  | Non-Lead | No | No |  | Single Family Residence | Unknown | No | No | Does not meet tiering criteria | Does not meet tiering criteria
0786 | 4489 334th Pl SE |  | No | No | Unknown - Unlikely Lead | No | 1990 | 3/4 | Installation date after lead ban | No |  |  |  | Unknown - Unlikely Lead | 1990 | 3/4 | Installation date after lead ban | No |  |  |  | Non-Lead | No | No |  | Single Family Residence | Unknown | No | No | Does not meet tiering criteria | Does not meet tiering criteria
0787 | 4488 334th Pl SE |  | No | No | Unknown - Unlikely Lead | No | 1991 | 3/4 | Installation date after lead ban | No |  |  |  | Unknown - Unlikely Lead | 1991 | 3/4 | Installation date after lead ban | No |  |  |  | Non-Lead | No | No |  | Single Family Residence | Unknown | No | No | Does not meet tiering criteria | Does not meet tiering criteria
0788 | 4480 334th Pl SE |  | No | No | Unknown - Unlikely Lead | No | 1991 | 3/4 | Installation date after lead ban | No |  |  |  | Unknown - Unlikely Lead | 1991 | 3/4 | Installation date after lead ban | No |  |  |  | Non-Lead | No | No |  | Single Family Residence | Unknown | No | No | Does not meet tiering criteria | Does not meet tiering criteria
0789 | 4472 334th Pl SE |  | No | No | Unknown - Unlikely Lead | No | 1991 | 3/4 | Installation date after lead ban | No |  |  |  | Unknown - Unlikely Lead | 1991 | 3/4 | Installation date after lead ban | No |  |  |  | Non-Lead | No | No |  | Single Family Residence | Unknown | No | No | Does not meet tiering criteria | Does not meet tiering criteria
0790 | 4466 334th Pl SE |  | No | No | Unknown - Unlikely Lead | No | 1990 | 3/4 | Installation date after lead ban | No |  |  |  | Unknown - Unlikely Lead | 1990 | 3/4 | Installation date after lead ban | No |  |  |  | Non-Lead | No | No |  | Single Family Residence | Unknown | No | No | Does not meet tiering criteria | Does not meet tiering criteria
0791 | 4456 334th Pl SE |  | No | No | Unknown - Unlikely Lead | No | 1991 | 3/4 | Installation date after lead ban | No |  |  |  | Unknown - Unlikely Lead | 1991 | 3/4 | Installation date after lead ban | No |  |  |  | Non-Lead | No | No |  | Single Family Residence | Unknown | No | No | Does not meet tiering criteria | Does not meet tiering criteria
0792 | 4450 334th Pl Se |  | No | No | Unknown - Unlikely Lead | no | 1991 | 3/4 | Installation date after lead ban | No |  |  |  | Unknown - Unlikely Lead | 1991 | 3/4 | Installation date after lead ban | No |  |  |  | Non-Lead | No | No |  | Single Family Residence | Unknown | No | No | Does not meet tiering criteria | Does not meet tiering criteria
0793 | 4759 317th Pl SE |  | No | No | Unknown - Unlikely Lead | no | 1993 | 3/4 | Installation date after lead ban | No |  |  |  | Unknown - Unlikely Lead | 1993 | 3/4 | Installation date after lead ban | No |  |  |  | Non-Lead | No | No |  | Single Family Residence | Unknown | No | No | Does not meet tiering criteria | Does not meet tiering criteria
0794 | 4736 317th Pl SE |  | No | No | Unknown - Unlikely Lead | No | 1990 | 3/4 | Installation date after lead ban | No |  |  |  | Unknown - Unlikely Lead | 1990 | 3/4 | Installation date after lead ban | No |  |  |  | Non-Lead | No | No |  | Single Family Residence | Unknown | No | No | Does not meet tiering criteria | Does not meet tiering criteria
0795 | 4311 336th Pl SE (B) |  | No | No | Unknown - Unlikely Lead | No | 1961 | 3/4 | [5 empty] | Unknown - Unlikely Lead | 1961 | 3/4 | [5 empty] | Non-Lead | No | No |  | Single Family Residence | Unknown | Unknown | No | Does not meet tiering criteria | Does not meet tiering criteria
0796 | 33617 SE 47th St |  | No | No | Unknown - Unlikely Lead | No | 1990 | 3/4 | Installation date after lead ban | No |  |  |  | Unknown - Unlikely Lead | 1990 | 3/4 | Installation date after lead ban | No |  |  |  | Non-Lead | No | No |  | Single Family Residence | Unknown | No | No | Does not meet tiering criteria | Does not meet tiering criteria
0797 | 5304 Pres/FC Rd SE |  | No | No | Unknown - Unlikely Lead | No | 1990 | 3/4 | Installation date after lead ban | No |  |  |  | Unknown - Unlikely Lead | 1990 | 3/4 | Installation date after lead ban | No |  |  |  | Non-Lead | No | No |  | Single Family Residence | Unknown | No | No | Does not meet tiering criteria | Does not meet tiering criteria
0798 | 33613 SE 47th St |  | No | No | Unknown - Unlikely Lead | No | 2015 | 1 | Installation date after lead ban | No |  |  |  | Unknown - Unlikely Lead | 2015 | 1 | Installation date after lead ban | No |  |  |  | Non-Lead | No | No |  | Single Family Residence | Unknown | No | No | Does not meet tiering criteria | Does not meet tiering criteria
0799 | 32310 SE 54th St |  | No | No | Unknown - Unlikely Lead | No | 1990 | 3/4 | Installation date after lead ban | No |  |  |  | Unknown - Unlikely Lead | 1990 | 3/4 | Installation date after lead ban | No |  |  |  | Non-Lead | No | No |  | Single Family Residence | Unknown | No | No | Does not meet tiering criteria | Does not meet tiering criteria
0800 | 32615 SE 48th St |  | No | No | Non-Lead - Plastic | No | 2007 | 1 | Field inspection only with no records | No |  |  |  | Non-Lead - Plastic | 2007 | 1 | Field inspection only with no records | No |  |  |  | Non-Lead | No | No |  | Single Family Residence | Unknown | No | No | Does not meet tiering criteria | Does not meet tiering criteria
0801 | 33023 SE 42nd St |  | No | No | Unknown - Unlikely Lead | No | 1991 | 3/4 | Installation date after lead ban | No |  |  |  | Unknown - Unlikely Lead | 1991 | 3/4 | Installation date after lead ban | No |  |  |  | Non-Lead | No | No |  | Single Family Residence | Unknown | No | No | Does not meet tiering criteria | Does not meet tiering criteria
0802 | 4218 324th Ave SE |  | No | No | Unknown - Unlikely Lead | No | 1990 | 3/4 | Installation date after lead ban | No |  |  |  | Unknown - Unlikely Lead | 1990 | 3/4 | Installation date after lead ban | No |  |  |  | Non-Lead | No | No |  | Single Family Residence | Unknown | No | No | Does not meet tiering criteria | Does not meet tiering criteria
0803 | 33525 SE 51st St |  | No | No | Unknown - Unlikely Lead | No | 1991 | 3/4 | Installation date after lead ban | No |  |  |  | Unknown - Unlikely Lead | 1991 | 3/4 | Installation date after lead ban | No |  |  |  | Non-Lead | No | No |  | Single Family Residence | Unknown | No | No | Does not meet tiering criteria | Does not meet tiering criteria
0804 | 4708 317th Pl SE |  | No | No | Unknown - Unlikely Lead | No | 1992 | 3/4 | Installation date after lead ban | No |  |  |  | Unknown - Unlikely Lead | 1992 | 3/4 | Installation date after lead ban | No |  |  |  | Non-Lead | No | No |  | Single Family Residence | Unknown | No | No | Does not meet tiering criteria | Does not meet tiering criteria
0805 | 32627 SE Red/FC Rd |  | Yes - School | No | Unknown - Unlikely Lead | No | 1991 | 2 | Installation date after lead ban | No |  |  |  | Unknown - Unlikely Lead | 1991 | 2 | Installation date after lead ban | No |  |  |  | Non-Lead | No | No |  | Building | Unknown | No | No | Does not meet tiering criteria | Does not meet tiering criteria
0806 | 32627 SE Red/FC Rd |  | Yes - School | No | Unknown - Unlikely Lead | No | 1991 | 3 | Installation date after lead ban | No |  |  |  | Unknown - Unlikely Lead | 1991 | 3 | Installation date after lead ban | No |  |  |  | Non-Lead | No | No |  | Building | Unknown | No | No | Does not meet tiering criteria | Does not meet tiering criteria
0807 | 4923 Pres/FC Rd SE |  | No | No | Unknown - Unlikely Lead | No | 1991 | 3/4 | Installation date after lead ban | No |  |  |  | Unknown - Unlikely Lead | 1991 | 3/4 | Installation date after lead ban | No |  |  |  | Non-Lead | No | No |  | Single Family Residence | Unknown | No | No | Does not meet tiering criteria | Does not meet tiering criteria
0808 | 4758 319th Pl SE |  | No | No | Unknown - Unlikely Lead | No | 1997 | 3/4 | Installation date after lead ban | No |  |  |  | Unknown - Unlikely Lead | 1997 | 3/4 | Installation date after lead ban | No |  |  |  | Non-Lead | No | No |  | Single Family Residence | Unknown | No | No | Does not meet tiering criteria | Does not meet tiering criteria
0809 | 34307 SE 39th Pl |  | No | No | Non-Lead - Plastic | No | 2005 | 1 | Field inspection only with no records | No |  |  |  | Non-Lead - Plastic | 2005 | 1 | Field inspection only with no records | No |  |  |  | Non-Lead | No | No |  | Single Family Residence | Unknown | No | No | Does not meet tiering criteria | Does not meet tiering criteria
0810 | 5323 347th Pl Se |  | No | No | Unknown - Unlikely Lead | No | 1990 | 3/4 | Installation date after lead ban | No |  |  |  | Unknown - Unlikely Lead | 1990 | 3/4 | Installation date after lead ban | No |  |  |  | Non-Lead | No | No |  | Single Family Residence | Unknown | No | No | Does not meet tiering criteria | Does not meet tiering criteria
0811 | 5357 347th Pl SE |  | No | No | Unknown - Unlikely Lead | No | 1992 | 3/4 | Installation date after lead ban | No |  |  |  | Unknown - Unlikely Lead | 1992 | 3/4 | Installation date after lead ban | No |  |  |  | Non-Lead | No | No |  | Single Family Residence | Unknown | No | No | Does not meet tiering criteria | Does not meet tiering criteria
0812 | 5377 347th Pl SE |  | No | No | Unknown - Unlikely Lead | No | 1990 | 3/4 | Installation date after lead ban | No |  |  |  | Unknown - Unlikely Lead | 1990 | 3/4 | Installation date after lead ban | No |  |  |  | Non-Lead | No | No |  | Single Family Residence | Unknown | No | No | Does not meet tiering criteria | Does not meet tiering criteria
0813 | 5378 347th Pl SE |  | No | No | Unknown - Unlikely Lead | No | 1996 | 3/4 | Installation date after lead ban | No |  |  |  | Unknown - Unlikely Lead | 1996 | 3/4 | Installation date after lead ban | No |  |  |  | Non-Lead | No | No |  | Single Family Residence | Unknown | No | No | Does not meet tiering criteria | Does not meet tiering criteria
0814 | 5374 347th Pl SE |  | No | No | Unknown - Unlikely Lead | No | 1998 | 3/4 | Installation date after lead ban | No |  |  |  | Unknown - Unlikely Lead | 1998 | 3/4 | Installation date after lead ban | No |  |  |  | Non-Lead | No | No |  | Single Family Residence | Unknown | No | No | Does not meet tiering criteria | Does not meet tiering criteria
0815 | 5336 347th Pl SE |  | No | No | Unknown - Unlikely Lead | No | 1990 | 3/4 | Installation date after lead ban | No |  |  |  | Unknown - Unlikely Lead | 1990 | 3/4 | Installation date after lead ban | No |  |  |  | Non-Lead | No | No |  | Single Family Residence | Unknown | No | No | Does not meet tiering criteria | Does not meet tiering criteria
0816 | 34725 SE D. Powell Rd |  | No | No | Unknown - Unlikely Lead | No | 1993 | 3/4 | Installation date after lead ban | No |  |  |  | Unknown - Unlikely Lead | 1993 | 3/4 | Installation date after lead ban | No |  |  |  | Non-Lead | No | No |  | Single Family Residence | Unknown | No | No | Does not meet tiering criteria | Does not meet tiering criteria
0817 | 34708 SE D. Powell Rd |  | No | No | Unknown - Unlikely Lead | No | 1993 | 3/4 | Installation date after lead ban | No |  |  |  | Unknown - Unlikely Lead | 1993 | 3/4 | Installation date after lead ban | No |  |  |  | Non-Lead | No | No |  | Single Family Residence | Unknown | No | No | Does not meet tiering criteria | Does not meet tiering criteria
0818 | 34704 SE D. Powell Rd |  | No | No | Unknown - Unlikely Lead | No | 1993 | 3/4 | Installation date after lead ban | No |  |  |  | Unknown - Unlikely Lead | 1993 | 3/4 | Installation date after lead ban | No |  |  |  | Non-Lead | No | No |  | Single Family Residence | Unknown | No | No | Does not meet tiering criteria | Does not meet tiering criteria
0819 | 4713 Lk Alice Rd SE |  | No | No
0820 | 5206 333rd AVE SE |  | No | No | Unknown - Unlikely Lead | No | 1980 | 3/4 | [5 empty] | Unknown - Unlikely Lead | 1980 | 3/4 | [5 empty] | Non-Lead | No | No |  | Single Family Residence | Unknown | Unknown | No | Does not meet tiering criteria | Does not meet tiering criteria
0821 | 33328 SE 52ND St |  | No | No | Unknown - Unlikely Lead | No | 1990 | 3/4 | Installation date after lead ban | No |  |  |  | Unknown - Unlikely Lead | 1990 | 3/4 | Installation date after lead ban | No |  |  |  | Non-Lead | No | No |  | Single Family Residence | Unknown | No | No | Does not meet tiering criteria | Does not meet tiering criteria
0822 | 33320 SE 52nd St |  | No | No | Unknown - Unlikely Lead | No | 1990 | 3/4 | Installation date after lead ban | No |  |  |  | Unknown - Unlikely Lead | 1990 | 3/4 | Installation date after lead ban | No |  |  |  | Non-Lead | No | No |  | Single Family Residence | Unknown | No | No | Does not meet tiering criteria | Does not meet tiering criteria
0823 | 33345 SE 52nd St |  | No | No | Unknown - Unlikely Lead | No | 1990 | 3/4 | Installation date after lead ban | No |  |  |  | Unknown - Unlikely Lead | 1990 | 3/4 | Installation date after lead ban | No |  |  |  | Non-Lead | No | No |  | Single Family Residence | Unknown | No | No | Does not meet tiering criteria | Does not meet tiering criteria
0824 | 33357 SE 52nd St |  | No | No | Unknown - Unlikely Lead | No | 1990 | 3/4 | Installation date after lead ban | No |  |  |  | Unknown - Unlikely Lead | 1990 | 3/4 | Installation date after lead ban | No |  |  |  | Non-Lead | No | No |  | Single Family Residence | Unknown | No | No | Does not meet tiering criteria | Does not meet tiering criteria
0825 | 33373 SE 52nd St |  | No | No | Unknown - Unlikely Lead | No | 1990 | 3/4 | Installation date after lead ban | No |  |  |  | Unknown - Unlikely Lead | 1990 | 3/4 | Installation date after lead ban | No |  |  |  | Non-Lead | No | No |  | Single Family Residence | Unknown | No | No | Does not meet tiering criteria | Does not meet tiering criteria
0826 | 33386 SE 52nd St |  | No | No | Unknown - Unlikely Lead | No | 1979 | 3/4 | [5 empty] | Unknown - Unlikely Lead | 1979 | 3/4 | [5 empty] | Non-Lead | No | No |  | Single Family Residence | Unknown | Unknown | No | Does not meet tiering criteria | Does not meet tiering criteria
0827 | 33358 SE 52nd St |  | No | No | Unknown - Unlikely Lead | No | 1984 | 3/4 | [5 empty] | Unknown - Unlikely Lead | 1984 | 3/4 | [5 empty] | Non-Lead | No | No |  | Single Family Residence | Unknown | Unknown | No | Does not meet tiering criteria | Does not meet tiering criteria
0828 | 33344 SE 52nd St |  | No | No | Unknown - Unlikely Lead | No | 1977 | 3/4 | [5 empty] | Unknown - Unlikely Lead | 1977 | 3/4 | [5 empty] | Non-Lead | No | No |  | Single Family Residence | Unknown | Unknown | No | Does not meet tiering criteria | Does not meet tiering criteria
0829 | 5224 336th Ave SE |  | No | No | Unknown - Unlikely Lead | No | 1989 | 3/4 | Installation date after lead ban | No |  |  |  | Unknown - Unlikely Lead | 1989 | 3/4 | Installation date after lead ban | No |  |  |  | Non-Lead | No | No |  | Single Family Residence | Unknown | No | No | Does not meet tiering criteria | Does not meet tiering criteria
0830 | 5522 Lk Alice Rd SE |  | No | No | Unknown - Unlikely Lead | No | 1983 | 3/4 | [5 empty] | Unknown - Unlikely Lead | 1983 | 3/4 | [5 empty] | Non-Lead | No | No |  | Single Family Residence | Unknown | Unknown | No | Does not meet tiering criteria | Does not meet tiering criteria
0831 | 33325 SE 52nd St |  | No | No | Unknown - Unlikely Lead | No | 1990 | 3/4 | Installation date after lead ban | No |  |  |  | Unknown - Unlikely Lead | 1990 | 3/4 | Installation date after lead ban | No |  |  |  | Non-Lead | No | No |  | Single Family Residence | Unknown | No | No | Does not meet tiering criteria | Does not meet tiering criteria
0832 | 33260 SE 52nd St |  | No | No | Unknown - Unlikely Lead | No | 1977 | 3/4 | [5 empty] | Unknown - Unlikely Lead | 1977 | 3/4 | [5 empty] | Non-Lead | No | No |  | Single Family Residence | Unknown | Unknown | No | Does not meet tiering criteria | Does not meet tiering criteria
0833 | 33250 SE 52nd St |  | No | No | Non-Lead - Plastic | No | 1975 | 3/4 | [5 empty] | Non-Lead - Plastic | 1975 | 3/4 | [5 empty] | Non-Lead | No | No |  | Single Family Residence | Unknown | Unknown | No | Does not meet tiering criteria | Does not meet tiering criteria
0834 | 33249 SE 52nd St |  | No | No | Unknown - Unlikely Lead | No | 1975 | 3/4 | [5 empty] | Unknown - Unlikely Lead | 1975 | 3/4 | [5 empty] | Non-Lead | No | No |  | Single Family Residence | Unknown | Unknown | No | Does not meet tiering criteria | Does not meet tiering criteria
0835 | 33257 SE 52nd St |  | No | No | Unknown - Unlikely Lead | No | 1973 | 3/4 | [5 empty] | Unknown - Unlikely Lead | 1973 | 3/4 | [5 empty] | Non-Lead | No | No |  | Single Family Residence | Unknown | Unknown | No | Does not meet tiering criteria | Does not meet tiering criteria
0836 | 33306 SE 52nd St |  | No | No | Unknown - Unlikely Lead | No | 1990 | 3/4 | Installation date after lead ban | No |  |  |  | Unknown - Unlikely Lead | 1990 | 3/4 | Installation date after lead ban | No |  |  |  | Non-Lead | No | No |  | Single Family Residence | Unknown | No | No | Does not meet tiering criteria | Does not meet tiering criteria
0837 | 5227 333rd Ave SE |  | No | No | Unknown - Unlikely Lead | No | 1980 | 3/4 | [5 empty] | Unknown - Unlikely Lead | 1980 | 3/4 | [5 empty] | Non-Lead | No | No |  | Single Family Residence | Unknown | Unknown | No | Does not meet tiering criteria | Does not meet tiering criteria
0838 | 5122 Lk Alice Rd SE |  | No | No | Unknown - Unlikely Lead | No | 1981 | 3/4 | [5 empty] | Unknown - Unlikely Lead | 1981 | 3/4 | [5 empty] | Non-Lead | No | No |  | Single Family Residence | Unknown | Unknown | No | Does not meet tiering criteria | Does not meet tiering criteria
0839 | 5207 Lk Alice Rd SE |  | No | No | Unknown - Unlikely Lead | No | 1970 | 3/4 | [5 empty] | Unknown - Unlikely Lead | 1970 | 3/4 | [5 empty] | Non-Lead | No | No |  | Single Family Residence | Unknown | Unknown | No | Does not meet tiering criteria | Does not meet tiering criteria
0840 | 5239 333rd Ave SE |  | No | No | Unknown - Unlikely Lead | No | 1977 | 3/4 | [5 empty] | Unknown - Unlikely Lead | 1977 | 3/4 | [5 empty] | Non-Lead | No | No |  | Single Family Residence | Unknown | Unknown | No | Does not meet tiering criteria | Does not meet tiering criteria
0841 | 5507 333rd Pl SE |  | No | No | Unknown - Unlikely Lead | No | 1975 | 3/4 | [5 empty] | Unknown - Unlikely Lead | 1975 | 3/4 | [5 empty] | Non-Lead | No | No |  | Single Family Residence | Unknown | Unknown | No | Does not meet tiering criteria | Does not meet tiering criteria
0842 | 5522 333rd Pl SE |  | No | No | Unknown - Unlikely Lead | No | 1990 | 3/4 | Installation date after lead ban | No |  |  |  | Unknown - Unlikely Lead | 1990 | 3/4 | Installation date after lead ban | No |  |  |  | Non-Lead | No | No |  | Single Family Residence | Unknown | No | No | Does not meet tiering criteria | Does not meet tiering criteria
0843 | 5217 Lk Alice Rd SE |  | No | No | Unknown - Unlikely Lead | No | 2012 | 1 | Installation date after lead ban | Yes | Visual inspection at the meter pit | 2023-10-01 |  | Unknown - Unlikely Lead | 2012 | 1 | Installation date after lead ban | Yes | Visual inspection at the meter pit | 2023-10-01 |  | Non-Lead | No | No |  | Single Family Residence | Unknown | No | No | Does not meet tiering criteria | Does not meet tiering criteria
0844 | 5516 333rd Pl Se |  | No | No | Unknown - Unlikely Lead | No | 1988 | 3/4 | Installation date after lead ban | No |  |  |  | Unknown - Unlikely Lead | 1988 | 3/4 | Installation date after lead ban | No |  |  |  | Non-Lead | No | No |  | Single Family Residence | Unknown | No | No | Does not meet tiering criteria | Does not meet tiering criteria
0845 | 5508 333rd Pl Se |  | No | No | Unknown - Unlikely Lead | No | 1977 | 3/4 | [5 empty] | Unknown - Unlikely Lead | 1977 | 3/4 | [5 empty] | Non-Lead | No | No |  | Single Family Residence | Unknown | Unknown | No | Does not meet tiering criteria | Does not meet tiering criteria
0846 | 33321 SE 55th St |  | No | No | Unknown - Unlikely Lead | No | 1976 | 3/4 | [5 empty] | Unknown - Unlikely Lead | 1976 | 3/4 | [5 empty] | Non-Lead | No | No |  | Single Family Residence | Unknown | Unknown | No | Does not meet tiering criteria | Does not meet tiering criteria
0847 | 33445 SE 55th St |  | No | No | Unknown - Unlikely Lead | No | 1988 | 3/4 | Installation date after lead ban | No |  |  |  | Unknown - Unlikely Lead | 1988 | 3/4 | Installation date after lead ban | No |  |  |  | Non-Lead | No | No |  | Single Family Residence | Unknown | No | No | Does not meet tiering criteria | Does not meet tiering criteria
0848 | 33601 SE 55th St |  | No | No | Unknown - Unlikely Lead | No | 1976 | 3/4 | [5 empty] | Unknown - Unlikely Lead | 1976 | 3/4 | [5 empty] | Non-Lead | No | No |  | Single Family Residence | Unknown | Unknown | No | Does not meet tiering criteria | Does not meet tiering criteria
0849 | 33611 SE 55th St |  | No | No | Unknown - Unlikely Lead | No | 1990 | 3/4 | Installation date after lead ban | No |  |  |  | Unknown - Unlikely Lead | 1990 | 3/4 | Installation date after lead ban | No |  |  |  | Non-Lead | No | No |  | Single Family Residence | Unknown | No | No | Does not meet tiering criteria | Does not meet tiering criteria
0850 | 33633 SE 55th St |  | No | No | Unknown - Unlikely Lead | No | 1977 | 3/4 | [5 empty] | Unknown - Unlikely Lead | 1977 | 3/4 | [5 empty] | Non-Lead | No | No |  | Single Family Residence | Unknown | Unknown | No | Does not meet tiering criteria | Does not meet tiering criteria
0851 | 33659 SE 55th St |  | No | No | Unknown - Unlikely Lead | No | 1977 | 3/4 | [5 empty] | Unknown - Unlikely Lead | 1977 | 3/4 | [5 empty] | Non-Lead | No | No |  | Single Family Residence | Unknown | Unknown | No | Does not meet tiering criteria | Does not meet tiering criteria
0852 | 33807 SE 55th St |  | No | No | Unknown - Unlikely Lead | No | 1978 | 3/4 | [5 empty] | Unknown - Unlikely Lead | 1978 | 3/4 | [5 empty] | Non-Lead | No | No |  | Single Family Residence | Unknown | Unknown | No | Does not meet tiering criteria | Does not meet tiering criteria
0853 | 34084 SE 56th St |  | No | No | Unknown - Unlikely Lead | No | 1988 | 3/4 | Installation date after lead ban | No |  |  |  | Unknown - Unlikely Lead | 1988 | 3/4 | Installation date after lead ban | No |  |  |  | Non-Lead | No | No |  | Single Family Residence | Unknown | No | No | Does not meet tiering criteria | Does not meet tiering criteria
0854 | 5431 Lk Alice Rd SE |  | No | No | Unknown - Unlikely Lead | No | 1972 | 3/4 | [5 empty] | Unknown - Unlikely Lead | 1972 | 3/4 | [5 empty] | Non-Lead | No | No |  | Single Family Residence | Unknown | Unknown | No | Does not meet tiering criteria | Does not meet tiering criteria
0856 | 34038 SE 56th St |  | No | No | Unknown - Unlikely Lead | No | 1990 | 3/4 | Installation date after lead ban | No |  |  |  | Unknown - Unlikely Lead | 1990 | 3/4 | Installation date after lead ban | No |  |  |  | Non-Lead | No | No |  | Single Family Residence | Unknown | No | No | Does not meet tiering criteria | Does not meet tiering criteria
0857 | 5225 Lk Alice Rd SE |  | No | No
0858 | 5215 333rd Ave SE |  | No | No | Unknown - Unlikely Lead | No | 1990 | 3/4 | Installation date after lead ban | No |  |  |  | Unknown - Unlikely Lead | 1990 | 3/4 | Installation date after lead ban | No |  |  |  | Non-Lead | No | No |  | Single Family Residence | Unknown | No | No | Does not meet tiering criteria | Does not meet tiering criteria
0859 | 34308 SE 56th Pl |  | No | No | Unknown - Unlikely Lead | No | 1990 | 3/4 | Installation date after lead ban | No |  |  |  | Unknown - Unlikely Lead | 1990 | 3/4 | Installation date after lead ban | No |  |  |  | Non-Lead | No | No |  | Single Family Residence | Unknown | No | No | Does not meet tiering criteria | Does not meet tiering criteria
0860 | 4916 Lk Alice Rd SE |  | No | No | Unknown - Unlikely Lead | No | 1974 | 3/4 | [5 empty] | Unknown - Unlikely Lead | 1974 | 3/4 | [5 empty] | Non-Lead | No | No |  | Single Family Residence | Unknown | Unknown | No | Does not meet tiering criteria | Does not meet tiering criteria
0861 | 5305 Lk Alice Rd SE |  | No | No | Unknown - Unlikely Lead | No | 1978 | 3/4 | [5 empty] | Unknown - Unlikely Lead | 1978 | 3/4 | [5 empty] | Non-Lead | No | No |  | Single Family Residence | Unknown | Unknown | No | Does not meet tiering criteria | Does not meet tiering criteria
0862 | 33337 SE 52nd St |  | No | No | Unknown - Unlikely Lead | No | 1990 | 3/4 | Installation date after lead ban | No |  |  |  | Unknown - Unlikely Lead | 1990 | 3/4 | Installation date after lead ban | No |  |  |  | Non-Lead | No | No |  | Single Family Residence | Unknown | No | No | Does not meet tiering criteria | Does not meet tiering criteria
0863 | 5315 Lk Alice Rd SE |  | No | No | Unknown - Unlikely Lead | No | 1992 | 3/4 | Installation date after lead ban | No |  |  |  | Unknown - Unlikely Lead | 1992 | 3/4 | Installation date after lead ban | No |  |  |  | Non-Lead | No | No |  | Single Family Residence | Unknown | No | No | Does not meet tiering criteria | Does not meet tiering criteria
0864 | 33658 SE 55th St |  | No | No | Unknown - Unlikely Lead | No | 1978 | 3/4 | [5 empty] | Unknown - Unlikely Lead | 1978 | 3/4 | [5 empty] | Non-Lead | No | No |  | Single Family Residence | Unknown | Unknown | No | Does not meet tiering criteria | Does not meet tiering criteria
0865 | 33638 SE 55th St |  | No | No | Unknown - Unlikely Lead | No | 1990 | 3/4 | Installation date after lead ban | No |  |  |  | Unknown - Unlikely Lead | 1990 | 3/4 | Installation date after lead ban | No |  |  |  | Non-Lead | No | No |  | Single Family Residence | Unknown | No | No | Does not meet tiering criteria | Does not meet tiering criteria
0866 | 33622 SE 55th St |  | No | No | Unknown - Unlikely Lead | No | 1990 | 3/4 | Installation date after lead ban | No |  |  |  | Unknown - Unlikely Lead | 1990 | 3/4 | Installation date after lead ban | No |  |  |  | Non-Lead | No | No |  | Single Family Residence | Unknown | No | No | Does not meet tiering criteria | Does not meet tiering criteria
0867 | 33608 SE 55th St |  | No | No | Unknown - Unlikely Lead | No | 1980 | 3/4 | [5 empty] | Unknown - Unlikely Lead | 1980 | 3/4 | [5 empty] | Non-Lead | No | No |  | Single Family Residence | Unknown | Unknown | No | Does not meet tiering criteria | Does not meet tiering criteria
0868 | 5242 336th Ave Se |  | No | No | Unknown - Unlikely Lead | No | 1978 | 3/4 | [5 empty] | Unknown - Unlikely Lead | 1978 | 3/4 | [5 empty] | Non-Lead | No | No |  | Single Family Residence | Unknown | Unknown | No | Does not meet tiering criteria | Does not meet tiering criteria
0869 | 5309 Lk Alice Rd SE |  | No | No | Unknown - Unlikely Lead | No | 1978 | 3/4 | [5 empty] | Unknown - Unlikely Lead | 1978 | 3/4 | [5 empty] | Non-Lead | No | No |  | Single Family Residence | Unknown | Unknown | No | Does not meet tiering criteria | Does not meet tiering criteria
0870 | 4930 Lk Alice Rd SE |  | No | No | Unknown - Unlikely Lead | No | 1974 | 3/4 | [5 empty] | Unknown - Unlikely Lead | 1974 | 3/4 | [5 empty] | Non-Lead | No | No |  | Single Family Residence | Unknown | Unknown | No | Does not meet tiering criteria | Does not meet tiering criteria
0871 | 5206 336th Ave SE |  | No | No | Unknown - Unlikely Lead | No | 1990 | 3/4 | Installation date after lead ban | No |  |  |  | Unknown - Unlikely Lead | 1990 | 3/4 | Installation date after lead ban | No |  |  |  | Non-Lead | No | No |  | Single Family Residence | Unknown | No | No | Does not meet tiering criteria | Does not meet tiering criteria
0872 | 5205 336th Ave SE |  | No | No | Unknown - Unlikely Lead | No | 1990 | 3/4 | Installation date after lead ban | No |  |  |  | Unknown - Unlikely Lead | 1990 | 3/4 | Installation date after lead ban | No |  |  |  | Non-Lead | No | No |  | Single Family Residence | Unknown | No | No | Does not meet tiering criteria | Does not meet tiering criteria
0873 | 5245 336th Ave SE |  | No | No | Unknown - Unlikely Lead | No | 1990 | 3/4 | Installation date after lead ban | No |  |  |  | Unknown - Unlikely Lead | 1990 | 3/4 | Installation date after lead ban | No |  |  |  | Non-Lead | No | No |  | Single Family Residence | Unknown | No | No | Does not meet tiering criteria | Does not meet tiering criteria
0874 | 33354 SE 55th St |  | No | No | Unknown - Unlikely Lead | No | 1990 | 3/4 | Installation date after lead ban | No |  |  |  | Unknown - Unlikely Lead | 1990 | 3/4 | Installation date after lead ban | No |  |  |  | Non-Lead | No | No |  | Single Family Residence | Unknown | No | No | Does not meet tiering criteria | Does not meet tiering criteria
0875 | 33334 SE 55th St |  | No | No | Unknown - Unlikely Lead | No | 1977 | 3/4 | [5 empty] | Unknown - Unlikely Lead | 1977 | 3/4 | [5 empty] | Non-Lead | No | No |  | Single Family Residence | Unknown | Unknown | No | Does not meet tiering criteria | Does not meet tiering criteria
0876 | 33320 SE 55th St |  | No | No | Unknown - Unlikely Lead | No | 1978 | 34 | [5 empty] | Unknown - Unlikely Lead | 1978 | 3/4 | [5 empty] | Non-Lead | No | No |  | Single Family Residence | Unknown | Unknown | No | Does not meet tiering criteria | Does not meet tiering criteria
0877 | 33306SE 55th St |  | No | No | Unknown - Unlikely Lead | No | 1992 | 3/4 | Installation date after lead ban | No |  |  |  | Unknown - Unlikely Lead | 1992 | 3/4 | Installation date after lead ban | No |  |  |  | Non-Lead | No | No |  | Single Family Residence | Unknown | No | No | Does not meet tiering criteria | Does not meet tiering criteria
0878 | 5246 333rd Ave SE |  | No | No | Unknown - Unlikely Lead | No | 1977 | 3/4 | [5 empty] | Unknown - Unlikely Lead | 1977 | 3/4 | [5 empty] | Non-Lead | No | No |  | Single Family Residence | Unknown | Unknown | No | Does not meet tiering criteria | Does not meet tiering criteria
0879 | 5218 333rd Ave SE |  | No | No | Unknown - Unlikely Lead | No | 1990 | 3/4 | Installation date after lead ban | No |  |  |  | Unknown - Unlikely Lead | 1990 | 3/4 | Installation date after lead ban | No |  |  |  | Non-Lead | No | No |  | Single Family Residence | Unknown | No | No | Does not meet tiering criteria | Does not meet tiering criteria
0880 | 5006 Lk Alice Rd SE |  | No | No | Unknown - Unlikely Lead | No | 1978 | 3/4 | [5 empty] | Unknown - Unlikely Lead | 1978 | 3/4 | [5 empty] | Non-Lead | No | No |  | Single Family Residence | Unknown | Unknown | No | Does not meet tiering criteria | Does not meet tiering criteria
0881 | 5028 Lk Alice Rd SE |  | No | No | Unknown - Unlikely Lead | No | 1989 | 3/4 | Installation date after lead ban | No |  |  |  | Unknown - Unlikely Lead | 1989 | 3/4 | Installation date after lead ban | No |  |  |  | Non-Lead | No | No |  | Single Family Residence | Unknown | No | No | Does not meet tiering criteria | Does not meet tiering criteria
0882 | 34057 SE 56th St |  | No | No | Unknown - Unlikely Lead | No | 1980 | 3/4 | [5 empty] | Unknown - Unlikely Lead | 1980 | 3/4 | [5 empty] | Non-Lead | No | No |  | Single Family Residence | Unknown | Unknown | No | Does not meet tiering criteria | Does not meet tiering criteria
0883 | 34056 SE 56th St |  | No | No | Unknown - Unlikely Lead | No | 1990 | 3/4 | Installation date after lead ban | No |  |  |  | Unknown - Unlikely Lead | 1990 | 3/4 | Installation date after lead ban | No |  |  |  | Non-Lead | No | No |  | Single Family Residence | Unknown | No | No | Does not meet tiering criteria | Does not meet tiering criteria
0884 | 34060 SE 56th St |  | No | No | Unknown - Unlikely Lead | No | 1984 | 3/4 | [5 empty] | Unknown - Unlikely Lead | 1984 | 3/4 | [5 empty] | Non-Lead | No | No |  | Single Family Residence | Unknown | Unknown | No | Does not meet tiering criteria | Does not meet tiering criteria
0885 | 34026 SE 56th St |  | No | No | Non-Lead - Plastic | No | 1986 | 3/4 | [5 empty] | Non-Lead - Plastic | 1986 | 3/4 | [5 empty] | Non-Lead | No | No |  | Single Family Residence | Unknown | Unknown | No | Does not meet tiering criteria | Does not meet tiering criteria
0886 | 5506 Lk Alice Rd SE |  | No | No | Unknown - Unlikely Lead | No | 1987 | 3/4 | [5 empty] | Unknown - Unlikely Lead | 1987 | 3/4 | [5 empty] | Non-Lead | No | No |  | Single Family Residence | Unknown | Unknown | No | Does not meet tiering criteria | Does not meet tiering criteria
0887 | 34094 SE 56th St |  | No | No | Unknown - Unlikely Lead | No | 1989 | 3/4 | Installation date after lead ban | No |  |  |  | Unknown - Unlikely Lead | 1989 | 3/4 | Installation date after lead ban | No |  |  |  | Non-Lead | No | No |  | Single Family Residence | Unknown | No | No | Does not meet tiering criteria | Does not meet tiering criteria
0888 | 34077 Se 56th St |  | No | No | Unknown - Unlikely Lead | No | 1990 | 3/4 | Installation date after lead ban | No |  |  |  | Unknown - Unlikely Lead | 1990 | 3/4 | Installation date after lead ban | No |  |  |  | Non-Lead | No | No |  | Single Family Residence | Unknown | No | No | Does not meet tiering criteria | Does not meet tiering criteria
0889 | 5533 Lk Alice Rd SE |  | No | No | Unknown - Unlikely Lead | No | 1984 | 3/4 | [5 empty] | Unknown - Unlikely Lead | 1984 | 3/4 | [5 empty] | Non-Lead | No | No |  | Single Family Residence | Unknown | Unknown | No | Does not meet tiering criteria | Does not meet tiering criteria
0890 | 5521 338th Ave SE |  | No | No | Unknown - Unlikely Lead | No | 1980 | 3/4 | [5 empty] | Unknown - Unlikely Lead | 1980 | 3/4 | [5 empty] | Non-Lead | No | No |  | Single Family Residence | Unknown | Unknown | No | Does not meet tiering criteria | Does not meet tiering criteria
0891 | 5515 Lk Alice Rd SE |  | No | No | Unknown - Unlikely Lead | No | 1988 | 3/4 | Installation date after lead ban | No |  |  |  | Unknown - Unlikely Lead | 1988 | 3/4 | Installation date after lead ban | No |  |  |  | Non-Lead | No | No |  | Single Family Residence | Unknown | No | No | Does not meet tiering criteria | Does not meet tiering criteria
0892 | 34614 SE 56th Pl |  | No | No | Unknown - Unlikely Lead | No | 1992 | 3/4 | Installation date after lead ban | No |  |  |  | Unknown - Unlikely Lead | 1992 | 3/4 | Installation date after lead ban | No |  |  |  | Non-Lead | No | No |  | Single Family Residence | Unknown | No | No | Does not meet tiering criteria | Does not meet tiering criteria
0893 | 34431 SE 56th Pl |  | No | No | Unknown - Unlikely Lead | No | 1988 | 3/4 | Installation date after lead ban | No |  |  |  | Unknown - Unlikely Lead | 1988 | 3/4 | Installation date after lead ban | No |  |  |  | Non-Lead | No | No |  | Single Family Residence | Unknown | No | No | Does not meet tiering criteria | Does not meet tiering criteria
0894 | 5610 Lk Alice Rd SE |  | No | No | Non-Lead - Plastic | No | 2000 | 1 | Field inspection only with no records | No |  |  |  | Non-Lead - Plastic | 2000 | 1 | Field inspection only with no records | No |  |  |  | Non-Lead | No | No |  | Single Family Residence | Unknown | No | No | Does not meet tiering criteria | Does not meet tiering criteria
0895 | 34620 SE 56th Pl |  | No | No | Unknown - Unlikely Lead | No | 1990 | 3/4 | Installation date after lead ban | No |  |  |  | Unknown - Unlikely Lead | 1990 | 3/4 | Installation date after lead ban | No |  |  |  | Non-Lead | No | No |  | Single Family Residence | Unknown | No | No | Does not meet tiering criteria | Does not meet tiering criteria
0896 | 34035 SE 56th Pl |  | No | No | Unknown - Unlikely Lead | No | 1990 | 3/4 | Installation date after lead ban | No |  |  |  | Unknown - Unlikely Lead | 1990 | 3/4 | Installation date after lead ban | No |  |  |  | Non-Lead | No | No |  | Single Family Residence | Unknown | No | No | Does not meet tiering criteria | Does not meet tiering criteria
0897 | 34121 SE 56th Pl |  | No | No | Unknown - Unlikely Lead | No | 1990 | 3/4 | Installation date after lead ban | No |  |  |  | Unknown - Unlikely Lead | 1990 | 3/4 | Installation date after lead ban | No |  |  |  | Non-Lead | No | No |  | Single Family Residence | Unknown | No | No | Does not meet tiering criteria | Does not meet tiering criteria
0898 | 34215 SE 56th Pl |  | No | No | Unknown - Unlikely Lead | No | 1990 | 3/4 | Installation date after lead ban | No |  |  |  | Unknown - Unlikely Lead | 1990 | 3/4 | Installation date after lead ban | No |  |  |  | Non-Lead | No | No |  | Single Family Residence | Unknown | No | No | Does not meet tiering criteria | Does not meet tiering criteria
0899 | 34110 SE 56th Pl |  | No | No | Unknown - Unlikely Lead | No | 1990 | 3/4 | Installation date after lead ban | No |  |  |  | Unknown - Unlikely Lead | 1990 | 3/4 | Installation date after lead ban | No |  |  |  | Non-Lead | No | No |  | Single Family Residence | Unknown | No | No | Does not meet tiering criteria | Does not meet tiering criteria
0900 | 5430 Lk Alice Rd SE |  | No | No | Unknown - Unlikely Lead | No | 1976 | 3/4 | [5 empty] | Unknown - Unlikely Lead | 1976 | 3/4 | [5 empty] | Non-Lead | No | No |  | Single Family Residence | Unknown | Unknown | No | Does not meet tiering criteria | Does not meet tiering criteria
0901 | 34127 SE 56th Pl |  | No | No | Unknown - Unlikely Lead | No | 1993 | 3/4 | Installation date after lead ban | No |  |  |  | Unknown - Unlikely Lead | 1993 | 3/4 | Installation date after lead ban | No |  |  |  | Non-Lead | No | No |  | Single Family Residence | Unknown | Yes | No | Does not meet tiering criteria | Does not meet tiering criteria
0902 | 5434 Lk Alice Rd SE |  | No | No | Unknown - Unlikely Lead | No | 1973 | 3/4 | [5 empty] | Unknown - Unlikely Lead | 1973 | 3/4 | [5 empty] | Non-Lead | No | No |  | Single Family Residence | Unknown | Unknown | No | Does not meet tiering criteria | Does not meet tiering criteria
0903 | 33623 SE 55th St |  | No | No | Unknown - Unlikely Lead | No | 1977 | 3/4 | [5 empty] | Unknown - Unlikely Lead | 1977 | 3/4 | [5 empty] | Non-Lead | No | No |  | Single Family Residence | Unknown | Unknown | No | Does not meet tiering criteria | Does not meet tiering criteria
0904 | 33806 SE 55th St |  | No | No | Unknown - Unlikely Lead | No | 1992 | 3/4 | Installation date after lead ban | No |  |  |  | Unknown - Unlikely Lead | 1992 | 3/4 | Installation date after lead ban | No |  |  |  | Non-Lead | No | No |  | Single Family Residence | Unknown | No | No | Does not meet tiering criteria | Does not meet tiering criteria
0905 | 32631 SE Red/FC Rd |  | No | No | Unknown - Unlikely Lead | No | 1992 | 3/4 | Installation date after lead ban | No |  |  |  | Unknown - Unlikely Lead | 1992 | 3/4 | Installation date after lead ban | No |  |  |  | Non-Lead | No | No |  | Single Family Residence | Unknown | No | No | Does not meet tiering criteria | Does not meet tiering criteria
0906 | 32506 SE 42nd Pl |  | No | No | Unknown - Unlikely Lead | No | 1978 | 3/4 | [5 empty] | Unknown - Unlikely Lead | 1978 | 3/4 | [5 empty] | Non-Lead | No | No |  | Single Family Residence | Unknown | Unknown | No | Does not meet tiering criteria | Does not meet tiering criteria
0907 | 32512 SE Issa/FC Rd |  | No | No
0908 | 34120 SE 43rd St |  | No | No | Unknown - Unlikely Lead | No | 1975 | 3/4 | [5 empty] | Unknown - Unlikely Lead | 1975 | 3/4 | [5 empty] | Non-Lead | No | No |  | Single Family Residence | Unknown | Unknown | No | Does not meet tiering criteria | Does not meet tiering criteria
0909 | 5011 Lk Alice Rd SE |  | No | No | Unknown - Unlikely Lead | No | 1993 | 3/4 | Installation date after lead ban | No |  |  |  | Unknown - Unlikely Lead | 1993 | 3/4 | Installation date after lead ban | No |  |  |  | Non-Lead | No | No |  | Single Family Residence | Unknown | No | No | Does not meet tiering criteria | Does not meet tiering criteria
0910 | 5125 Lk Alice Rd SE |  | No | No | Unknown - Unlikely Lead | No | 1968 | 3/4 | [5 empty] | Unknown - Unlikely Lead | 1968 | 3/4 | [5 empty] | Non-Lead | No | No |  | Single Family Residence | Unknown | Unknown | No | Does not meet tiering criteria | Does not meet tiering criteria
0911 | 5113 Lk Alice Rd SE |  | No | No | Unknown - Unlikely Lead | No | 1996 | 3/4 | Installation date after lead ban | No |  |  |  | Unknown - Unlikely Lead | 1996 | 3/4 | Installation date after lead ban | No |  |  |  | Non-Lead | No | No |  | Single Family Residence | Unknown | No | No | Does not meet tiering criteria | Does not meet tiering criteria
0912 | 5003 Lk Alice Rd SE |  | No | No | Unknown - Unlikely Lead | No | 1995 | 3/4 | Installation date after lead ban | No |  |  |  | Unknown - Unlikely Lead | 1995 | 3/4 | Installation date after lead ban | No |  |  |  | Non-Lead | No | No |  | Single Family Residence | Unknown | No | No | Does not meet tiering criteria | Does not meet tiering criteria
0913 | 4460 325th Ave SE |  | No | No | Unknown - Unlikely Lead | No | 1993 | 3/4 | Installation date after lead ban | No |  |  |  | Unknown - Unlikely Lead | 1993 | 3/4 | Installation date after lead ban | No |  |  |  | Non-Lead | No | No |  | Single Family Residence | Unknown | No | No | Does not meet tiering criteria | Does not meet tiering criteria
0914 | 32406 SE 54th St |  | No | No | Non-Lead - Plastic | No | 2002 | 1 | Field inspection only with no records | No |  |  |  | Non-Lead - Plastic | 2002 | 1 | Field inspection only with no records | No |  |  |  | Non-Lead | No | No |  | Single Family Residence | Unknown | No | No | Does not meet tiering criteria | Does not meet tiering criteria
0915 | 4462 332nd Ave SE |  | No | No | Unknown - Unlikely Lead | No | 1992 | 3/4 | Installation date after lead ban | No |  |  |  | Unknown - Unlikely Lead | 1992 | 3/4 | Installation date after lead ban | No |  |  |  | Non-Lead | No | No |  | Single Family Residence | Unknown | No | No | Does not meet tiering criteria | Does not meet tiering criteria
0916 | 4554 329th Pl Se |  | No | No | Unknown - Unlikely Lead | No | 1996 | 3/4 | Installation date after lead ban | No |  |  |  | Unknown - Unlikely Lead | 1996 | 3/4 | Installation date after lead ban | No |  |  |  | Non-Lead | No | No |  | Single Family Residence | Unknown | No | No | Does not meet tiering criteria | Does not meet tiering criteria
0917 | 4424 329th Pl SE |  | No | No | Unknown - Unlikely Lead | No | 1994 | 3/4 | Installation date after lead ban | No |  |  |  | Unknown - Unlikely Lead | 1994 | 3/4 | Installation date after lead ban | No |  |  |  | Non-Lead | No | No |  | Single Family Residence | Unknown | No | No | Does not meet tiering criteria | Does not meet tiering criteria
0918 | 4432 329th Pl SE |  | No | No | Unknown - Unlikely Lead | No | 1994 | 3/4 | Installation date after lead ban | No |  |  |  | Unknown - Unlikely Lead | 1994 | 3/4 | Installation date after lead ban | No |  |  |  | Non-Lead | No | No |  | Single Family Residence | Unknown | No | No | Does not meet tiering criteria | Does not meet tiering criteria
0919 | 4431 329th Pl SE |  | No | No | Unknown - Unlikely Lead | No | 1993 | 3/4 | Installation date after lead ban | No |  |  |  | Unknown - Unlikely Lead | 1993 | 3/4 | Installation date after lead ban | No |  |  |  | Non-Lead | No | No |  | Single Family Residence | Unknown | No | No | Does not meet tiering criteria | Does not meet tiering criteria
0920 | 4427 329th Pl SE |  | No | No | Unknown - Unlikely Lead | No | 1993 | 3/4 | Installation date after lead ban | No |  |  |  | Unknown - Unlikely Lead | 1993 | 3/4 | Installation date after lead ban | No |  |  |  | Non-Lead | No | No |  | Single Family Residence | Unknown | No | No | Does not meet tiering criteria | Does not meet tiering criteria
0921 | 4421 329th Pl SE |  | No | No | Unknown - Unlikely Lead | No | 1993 | 3/4 | Installation date after lead ban | No |  |  |  | Unknown - Unlikely Lead | 1993 | 3/4 | Installation date after lead ban | No |  |  |  | Non-Lead | No | No |  | Single Family Residence | Unknown | No | No | Does not meet tiering criteria | Does not meet tiering criteria
0922 | 4555 329th Pl SE |  | No | No | Unknown - Unlikely Lead | No | 1995 | 3/4 | Installation date after lead ban | No |  |  |  | Unknown - Unlikely Lead | 1995 | 3/4 | Installation date after lead ban | No |  |  |  | Non-Lead | No | No |  | Single Family Residence | Unknown | No | No | Does not meet tiering criteria | Does not meet tiering criteria
0923 | 4549 329th Pl SE |  | No | No | Unknown - Unlikely Lead | No | 1995 | 3/4 | Installation date after lead ban | No |  |  |  | Unknown - Unlikely Lead | 1995 | 3/4 | Installation date after lead ban | No |  |  |  | Non-Lead | No | No |  | Single Family Residence | Unknown | No | No | Does not meet tiering criteria | Does not meet tiering criteria
0924 | 4545 329th Pl SE |  | No | No | Unknown - Unlikely Lead | No | 1995 | 3/4 | Installation date after lead ban | No |  |  |  | Unknown - Unlikely Lead | 1995 | 3/4 | Installation date after lead ban | No |  |  |  | Non-Lead | No | No |  | Single Family Residence | Unknown | No | No | Does not meet tiering criteria | Does not meet tiering criteria
0925 | 4541 329th Pl SE |  | No | No | Unknown - Unlikely Lead | No | 1995 | 3/4 | Installation date after lead ban | No |  |  |  | Unknown - Unlikely Lead | 1995 | 3/4 | Installation date after lead ban | No |  |  |  | Non-Lead | No | No |  | Single Family Residence | Unknown | No | No | Does not meet tiering criteria | Does not meet tiering criteria
0926 | 4435 329th Pl SE |  | No | No | Unknown - Unlikely Lead | No | 1993 | 3/4 | Installation date after lead ban | No |  |  |  | Unknown - Unlikely Lead | 1993 | 3/4 | Installation date after lead ban | No |  |  |  | Non-Lead | No | No |  | Single Family Residence | Unknown | No | No | Does not meet tiering criteria | Does not meet tiering criteria
0927 | 4537 329th Pl SE |  | No | No | Unknown - Unlikely Lead | No | 1995 | 3/4 | Installation date after lead ban | No |  |  |  | Unknown - Unlikely Lead | 1995 | 3/4 | Installation date after lead ban | No |  |  |  | Non-Lead | No | No |  | Single Family Residence | Unknown | No | No | Does not meet tiering criteria | Does not meet tiering criteria
0928 | 4540 329th Pl SE |  | No | No | Unknown - Unlikely Lead | No | 1995 | 3/4 | Installation date after lead ban | No |  |  |  | Unknown - Unlikely Lead | 1995 | 3/4 | Installation date after lead ban | No |  |  |  | Non-Lead | No | No |  | Single Family Residence | Unknown | No | No | Does not meet tiering criteria | Does not meet tiering criteria
0929 | 4544 329th Pl SE |  | No | No | Unknown - Unlikely Lead | No | 1995 | 3/4 | Installation date after lead ban | No |  |  |  | Unknown - Unlikely Lead | 1995 | 3/4 | Installation date after lead ban | No |  |  |  | Non-Lead | No | No |  | Single Family Residence | Unknown | No | No | Does not meet tiering criteria | Does not meet tiering criteria
0930 | 4548 329th Pl SE |  | No | No | Unknown - Unlikely Lead | No | 1995 | 3/4 | Installation date after lead ban | No |  |  |  | Unknown - Unlikely Lead | 1995 | 3/4 | Installation date after lead ban | No |  |  |  | Non-Lead | No | No |  | Single Family Residence | Unknown | No | No | Does not meet tiering criteria | Does not meet tiering criteria
0931 | 4446 325th Ave SE |  | No | No | Unknown - Unlikely Lead | No | 1993 | 3/4 | Installation date after lead ban | No |  |  |  | Unknown - Unlikely Lead | 1993 | 3/4 | Installation date after lead ban | No |  |  |  | Non-Lead | No | No |  | Single Family Residence | Unknown | No | No | Does not meet tiering criteria | Does not meet tiering criteria
0932 | 4030 356th Dr SE |  | No | No | Non-Lead - Plastic | Don't know | 1993 | 3/4 | Installation date after lead ban | Yes | Visual inspection at the meter pit | 2022-08-01 |  | Non-Lead - Plastic | 1993 | 3/4 | Installation date after lead ban | Yes | Visual inspection at the meter pit | 2022-08-01 |  | Non-Lead | Don't Know | Don't Know |  | Single Family Residence | Unknown | Unknown | No | Does not meet tiering criteria | Does not meet tiering criteria
0933 | 35556 SE 42nd St |  | No | No | Non-Lead - Plastic | No | 1993 | 1 | Installation date after lead ban | Yes | Visual inspection at the meter pit | 2022-08-01 |  | Non-Lead - Plastic | 1993 | 1 | Installation date after lead ban | Yes | Visual inspection at the meter pit | 2022-08-01 |  | Non-Lead | No | No |  | Single Family Residence | Unknown | No | No | Does not meet tiering criteria | Does not meet tiering criteria
0934 | 35549 SE 42nd St |  | No | No | Non-Lead - Plastic | No | 1995 | 1 | Installation date after lead ban | Yes | Visual inspection at the meter pit | 2022-08-01 |  | Non-Lead - Plastic | 1995 | 1 | Installation date after lead ban | Yes | Visual inspection at the meter pit | 2022-08-01 |  | Non-Lead | No | No |  | Single Family Residence | Unknown | No | No | Does not meet tiering criteria | Does not meet tiering criteria
0935 | 35537 SE 42nd St |  | No | No | Non-Lead - Plastic | No | 1994 | 1 | Installation date after lead ban | Yes | Visual inspection at the meter pit | 2022-08-01 |  | Non-Lead - Plastic | 1994 | 1 | Installation date after lead ban | Yes | Visual inspection at the meter pit | 2022-08-01 |  | Non-Lead | No | No |  | Single Family Residence | Unknown | No | No | Does not meet tiering criteria | Does not meet tiering criteria
0936 | 35525 SE 42nd St |  | No | No | Non-Lead - Plastic | No | 1994 | 1 | Installation date after lead ban | Yes | Visual inspection at the meter pit | 2022-08-01 |  | Non-Lead - Plastic | 1994 | 1 | Installation date after lead ban | Yes | Visual inspection at the meter pit | 2022-08-01 |  | Non-Lead | No | No |  | Single Family Residence | Unknown | No | No | Does not meet tiering criteria | Does not meet tiering criteria
0937 | 35531 SE 41st St |  | No | No | Non-Lead - Plastic | No | 1993 | 1 | Installation date after lead ban | Yes | Visual inspection at the meter pit | 2022-08-01 |  | Non-Lead - Plastic | 1993 | 1 | Installation date after lead ban | Yes | Visual inspection at the meter pit | 2022-08-01 |  | Non-Lead | No | No |  | Single Family Residence | Unknown | No | No | Does not meet tiering criteria | Does not meet tiering criteria
0938 | 35529 SE 42nd St |  | No | No | Non-Lead - Plastic | No | 1993 | 1 | Installation date after lead ban | Yes | Visual inspection at the meter pit | 2022-08-01 |  | Non-Lead - Plastic | 1993 | 1 | Installation date after lead ban | Yes | Visual inspection at the meter pit | 2022-08-01 |  | Non-Lead | No | No |  | Single Family Residence | Unknown | No | No | Does not meet tiering criteria | Does not meet tiering criteria
0940 | 35521 SE 42nd St |  | No | No | Non-Lead - Plastic | No | 2005 | 1 | Installation date after lead ban | Yes | Visual inspection at the meter pit | 2022-08-01 |  | Non-Lead - Plastic | 2005 | 1 | Installation date after lead ban | Yes | Visual inspection at the meter pit | 2022-08-01 |  | Non-Lead | No | No |  | Single Family Residence | Unknown | No | No | Does not meet tiering criteria | Does not meet tiering criteria
0941 | 35520 SE 42nd St |  | No | No | Non-Lead - Plastic | No | 1994 | 1 | Installation date after lead ban | Yes | Visual inspection at the meter pit | 2022-08-01 |  | Non-Lead - Plastic | 1994 | 1 | Installation date after lead ban | Yes | Visual inspection at the meter pit | 2022-08-01 |  | Non-Lead | No | No |  | Single Family Residence | Unknown | No | No | Does not meet tiering criteria | Does not meet tiering criteria
0942 | 35524 SE 42nd St |  | No | No | Non-Lead - Plastic | No | 1995 | 1 | Installation date after lead ban | Yes | Visual inspection at the meter pit | 2022-08-01 |  | Non-Lead - Plastic | 1995 | 1 | Installation date after lead ban | Yes | Visual inspection at the meter pit | 2022-08-01 |  | Non-Lead | No | No |  | Single Family Residence | Unknown | No | No | Does not meet tiering criteria | Does not meet tiering criteria
0943 | 35532 SE 42nd St |  | No | No | Non-Lead - Plastic | No | 1995 | 1 | Installation date after lead ban | Yes | Visual inspection at the meter pit | 2022-08-01 |  | Non-Lead - Plastic | 1995 | 1 | Installation date after lead ban | Yes | Visual inspection at the meter pit | 2022-08-01 |  | Non-Lead | No | No |  | Single Family Residence | Unknown | No | No | Does not meet tiering criteria | Does not meet tiering criteria
0944 | 35544 SE 42nd St |  | No | No | Non-Lead - Plastic | No | 2015 | 1 | Installation date after lead ban | Yes | Visual inspection at the meter pit | 2022-08-01 |  | Non-Lead - Plastic | 2015 | 1 | Installation date after lead ban | Yes | Visual inspection at the meter pit | 2022-08-01 |  | Non-Lead | No | No |  | Single Family Residence | Unknown | No | No | Does not meet tiering criteria | Does not meet tiering criteria
0945 | 35539 SE 41st St |  | No | No | Non-Lead - Plastic | No | 1996 | 1 | Installation date after lead ban | Yes | Visual inspection at the meter pit | 2022-08-01 |  | Non-Lead - Plastic | 1996 | 1 | Installation date after lead ban | Yes | Visual inspection at the meter pit | 2022-08-01 |  | Non-Lead | No | No |  | Single Family Residence | Unknown | No | No | Does not meet tiering criteria | Does not meet tiering criteria
0946 | 35538 SE 41st St |  | No | No | Non-Lead - Plastic | No | 1998 | 1 | Installation date after lead ban | Yes | Visual inspection at the meter pit | 2022-08-01 |  | Non-Lead - Plastic | 1998 | 1 | Installation date after lead ban | Yes | Visual inspection at the meter pit | 2022-08-01 |  | Non-Lead | No | No |  | Single Family Residence | Unknown | No | No | Does not meet tiering criteria | Does not meet tiering criteria
0947 | 35527 SE 41st St |  | No | No | Non-Lead - Plastic | No | 1996 | 1 | Installation date after lead ban | Yes | Visual inspection at the meter pit | 2022-08-01 |  | Non-Lead - Plastic | 1996 | 1 | Installation date after lead ban | Yes | Visual inspection at the meter pit | 2022-08-01 |  | Non-Lead | No | No |  | Single Family Residence | Unknown | No | No | Does not meet tiering criteria | Does not meet tiering criteria
0948 | 35526 SE 41st St |  | No | No | Non-Lead - Plastic | No | 1995 | 1 | Installation date after lead ban | Yes | Visual inspection at the meter pit | 2022-08-01 |  | Non-Lead - Plastic | 1995 | 1 | Installation date after lead ban | Yes | Visual inspection at the meter pit | 2022-08-01 |  | Non-Lead | No | No |  | Single Family Residence | Unknown | No | No | Does not meet tiering criteria | Does not meet tiering criteria
0949 | 35530 Se 41st St |  | No | No | Non-Lead - Plastic | No | 1995 | 1 | Installation date after lead ban | Yes | Visual inspection at the meter pit | 2022-08-01 |  | Non-Lead - Plastic | 1995 | 1 | Installation date after lead ban | Yes | Visual inspection at the meter pit | 2022-08-01 |  | Non-Lead | No | No |  | Single Family Residence | Unknown | No | No | Does not meet tiering criteria | Does not meet tiering criteria
0950 | 34003 SE D. Powell Rd |  | No | No | Unknown - Unlikely Lead | No | 1993 | 1 | Installation date after lead ban | No |  |  |  | Unknown - Unlikely Lead | 1993 | 1 | Installation date after lead ban | No |  |  |  | Non-Lead | No | No |  | Single Family Residence | Unknown | No | No | Does not meet tiering criteria | Does not meet tiering criteria
0951 | 34009 SE D.Powell Rd |  | No | No
0952 | 4707 319th Pl SE |  | No | No | Unknown - Unlikely Lead | No | 1993 | 3/4 | Installation date after lead ban | No |  |  |  | Unknown - Unlikely Lead | 1993 | 3/4 | Installation date after lead ban | No |  |  |  | Non-Lead | No | No |  | Single Family Residence | Unknown | No | No | Does not meet tiering criteria | Does not meet tiering criteria
0953 | 34072 SE 56th St |  | No | No | Non-Lead - Plastic | No | 1977 | 3/4 | [5 empty] | Non-Lead - Plastic | 1977 | 3/4 | [5 empty] | Non-Lead | No | No |  | Single Family Residence | Unknown | Unknown | No | Does not meet tiering criteria | Does not meet tiering criteria
0954 | 32621 SE Red/FC Rd |  | No | No | Unknown - Unlikely Lead | No | 1994 | 3/4 | Installation date after lead ban | No |  |  |  | Unknown - Unlikely Lead | 1994 | 3/4 | Installation date after lead ban | No |  |  |  | Non-Lead | No | No |  | Single Family Residence | Unknown | No | No | Does not meet tiering criteria | Does not meet tiering criteria
0955 | 4706 319th Pl SE |  | No | No | Unknown - Unlikely Lead | No | 1993 | 3/4 | Installation date after lead ban | No |  |  |  | Unknown - Unlikely Lead | 1993 | 3/4 | Installation date after lead ban | No |  |  |  | Non-Lead | No | No |  | Single Family Residence | Unknown | No | No | Does not meet tiering criteria | Does not meet tiering criteria
0956 | 34617 SE 56th Pl |  | No | No | Unknown - Unlikely Lead | No | 1994 | 3/4 | Installation date after lead ban | No |  |  |  | Unknown - Unlikely Lead | 1994 | 3/4 | Installation date after lead ban | No |  |  |  | Non-Lead | No | No |  | Single Family Residence | Unknown | No | No | Does not meet tiering criteria | Does not meet tiering criteria
0957 | 33010 SE 42nd Pl |  | No | No | Unknown - Unlikely Lead | No | 1994 | 3/4 | Installation date after lead ban | No |  |  |  | Unknown - Unlikely Lead | 1994 | 3/4 | Installation date after lead ban | No |  |  |  | Non-Lead | No | No |  | Single Family Residence | Unknown | No | No | Does not meet tiering criteria | Does not meet tiering criteria
0958 | 31816 SE 48th St |  | No | No | Unknown - Unlikely Lead | No | 1994 | 3/4 | Installation date after lead ban | No |  |  |  | Unknown - Unlikely Lead | 1994 | 3/4 | Installation date after lead ban | No |  |  |  | Non-Lead | No | No |  | Single Family Residence | Unknown | No | No | Does not meet tiering criteria | Does not meet tiering criteria
0959 | 5540 338th Ave SE |  | No | No | Unknown - Unlikely Lead | No | 1995 | 3/4 | Installation date after lead ban | No |  |  |  | Unknown - Unlikely Lead | 1995 | 3/4 | Installation date after lead ban | No |  |  |  | Non-Lead | No | No |  | Single Family Residence | Unknown | No | No | Does not meet tiering criteria | Does not meet tiering criteria
0960 | 32713 SE 44th t |  | No | No | Unknown - Unlikely Lead | No | 1995 | 3/4 | Installation date after lead ban | No |  |  |  | Unknown - Unlikely Lead | 1995 | 3/4 | Installation date after lead ban | No |  |  |  | Non-Lead | No | No |  | Single Family Residence | Unknown | No | No | Does not meet tiering criteria | Does not meet tiering criteria
0961 | 32011 SE 48th St |  | No | No | Unknown - Unlikely Lead | No | 1974 | 3/4 | [5 empty] | Unknown - Unlikely Lead | 1974 | 3/4 | [5 empty] | Non-Lead | No | No |  | Single Family Residence | Unknown | Unknown | No | Does not meet tiering criteria | Does not meet tiering criteria
0962 | 31807 SE 48th St |  | No | No | Unknown - Unlikely Lead | No | 1996 | 3/4 | Installation date after lead ban | No |  |  |  | Unknown - Unlikely Lead | 1996 | 3/4 | Installation date after lead ban | No |  |  |  | Non-Lead | No | No |  | Single Family Residence | Unknown | No | No | Does not meet tiering criteria | Does not meet tiering criteria
0963 | 32908 SE 41st St |  | No | No | Unknown - Unlikely Lead | No | 1994 | 3/4 | Installation date after lead ban | No |  |  |  | Unknown - Unlikely Lead | 1994 | 3/4 | Installation date after lead ban | No |  |  |  | Non-Lead | No | No |  | Single Family Residence | Unknown | No | No | Does not meet tiering criteria | Does not meet tiering criteria
0964 | 31211 SE Red/FC Rd |  | No | No | Unknown - Unlikely Lead | No | 1994 | 3/4 | Installation date after lead ban | No |  |  |  | Unknown - Unlikely Lead | 1994 | 3/4 | Installation date after lead ban | No |  |  |  | Non-Lead | No | No |  | Single Family Residence | Unknown | No | No | Does not meet tiering criteria | Does not meet tiering criteria
0965 | 5110 Lk Alice Rd SE |  | No | No
0966 | 32617 SE 44th St |  | No | No | Non-Lead - Plastic | No | 2001 | 1 | Field inspection only with no records | No |  |  |  | Non-Lead - Plastic | 2001 | 1 | Field inspection only with no records | No |  |  |  | Non-Lead | No | No |  | Single Family Residence | Unknown | No | No | Does not meet tiering criteria | Does not meet tiering criteria
0967 | 32913 SE 41st St |  | No | No | Non-Lead - Plastic | No | 2018 | 1 | Field inspection only with no records | No |  |  |  | Non-Lead - Plastic | 2018 | 1 | Field inspection only with no records | No |  |  |  | Non-Lead | No | No |  | Single Family Residence | Unknown | No | No | Does not meet tiering criteria | Does not meet tiering criteria
0968 | 32909 SE 41st St |  | No | No | Non-Lead - Plastic | No | 2017 | 1 | Field inspection only with no records | No |  |  |  | Non-Lead - Plastic | 2017 | 1 | Field inspection only with no records | No |  |  |  | Non-Lead | No | No |  | Single Family Residence | Unknown | No | No | Does not meet tiering criteria | Does not meet tiering criteria
0969 | 31211 SE Red/FC Rd |  | No | No | Unknown - Unlikely Lead | No | 1994 | 3/4 | Installation date after lead ban | No |  |  |  | Unknown - Unlikely Lead | 1994 | 3/4 | Installation date after lead ban | No |  |  |  | Non-Lead | No | No |  | Single Family Residence | Unknown | No | No | Does not meet tiering criteria | Does not meet tiering criteria
0970 | 32206 SE 48th St |  | No | No | Unknown - Unlikely Lead | No | 1997 | 3/4 | Installation date after lead ban | No |  |  |  | Unknown - Unlikely Lead | 1997 | 3/4 | Installation date after lead ban | No |  |  |  | Non-Lead | No | No |  | Single Family Residence | Unknown | No | No | Does not meet tiering criteria | Does not meet tiering criteria
0971 | 33302 SE 44th St |  | No | No | Non-Lead - Plastic | No | 2013 | 1 | Field inspection only with no records | No |  |  |  | Non-Lead - Plastic | 2013 | 1 | Field inspection only with no records | No |  |  |  | Non-Lead | No | No |  | Single Family Residence | Unknown | No | No | Does not meet tiering criteria | Does not meet tiering criteria
0972 | 32713 SE Red/FC Rd |  | No | No | Unknown - Unlikely Lead | No | 1995 | 3/4 | Installation date after lead ban | No |  |  |  | Unknown - Unlikely Lead | 1995 | 3/4 | Installation date after lead ban | No |  |  |  | Non-Lead | No | No |  | Single Family Residence | Unknown | No | No | Does not meet tiering criteria | Does not meet tiering criteria
0973 | 32011 SE 46th St |  | No | No | Unknown - Unlikely Lead | No | 1996 | 3/4 | Installation date after lead ban | No |  |  |  | Unknown - Unlikely Lead | 1996 | 3/4 | Installation date after lead ban | No |  |  |  | Non-Lead | No | No |  | Single Family Residence | Unknown | No | No | Does not meet tiering criteria | Does not meet tiering criteria
0974 | 32717 SE 42nd St |  | No | No | Unknown - Unlikely Lead | No | 1994 | 3/4 | Installation date after lead ban | No |  |  |  | Unknown - Unlikely Lead | 1994 | 3/4 | Installation date after lead ban | No |  |  |  | Non-Lead | No | No |  | Single Family Residence | Unknown | No | No | Does not meet tiering criteria | Does not meet tiering criteria
0976 | 31215 SE 40th St |  | No | No | Unknown - Unlikely Lead | No | 1996 | 3/4 | Installation date after lead ban | No |  |  |  | Unknown - Unlikely Lead | 1996 | 3/4 | Installation date after lead ban | No |  |  |  | Non-Lead | No | No |  | Single Family Residence | Unknown | No | No | Does not meet tiering criteria | Does not meet tiering criteria
0977 | 5005 335th Ln SE |  | No | No | Unknown - Unlikely Lead | No | 1986 | 3/4 | [5 empty] | Unknown - Unlikely Lead | 1986 | 3/4 | [5 empty] | Non-Lead | No | No |  | Single Family Residence | Unknown | Unknown | No | Does not meet tiering criteria | Does not meet tiering criteria
0978 | 32207 SE 46th St |  | No | No | Unknown - Unlikely Lead | No | 1996 | 3/4 | Installation date after lead ban | No |  |  |  | Unknown - Unlikely Lead | 1996 | 3/4 | Installation date after lead ban | No |  |  |  | Non-Lead | No | No |  | Single Family Residence | Unknown | No | No | Does not meet tiering criteria | Does not meet tiering criteria
0979 | 4932 322nd Ave SE |  | No | No | Unknown - Unlikely Lead | No | 1996 | 3/4 | Installation date after lead ban | No |  |  |  | Unknown - Unlikely Lead | 1996 | 3/4 | Installation date after lead ban | No |  |  |  | Non-Lead | No | No |  | Single Family Residence | Unknown | No | No | Does not meet tiering criteria | Does not meet tiering criteria
0980 | 4521 Pres/FC Rd SE | vacant lot | No | No | Non-Lead - Plastic | No | 2000 | 3/4 | Installation date after lead ban | No
0982 | 4101 356th Dr SE |  | No | No | Non-Lead - Plastic | No | 1996 | 1 | Installation date after lead ban | Yes | Visual inspection at the meter pit | 2022-08-01 |  | Non-Lead - Plastic | 1996 | 1 | Installation date after lead ban | Yes | Visual inspection at the meter pit | 2022-08-01 |  | Non-Lead | No | No |  | Single Family Residence | Unknown | No | No | Does not meet tiering criteria | Does not meet tiering criteria
0983 | 32006 SE Red/FC Rd |  | No | No | Unknown - Unlikely Lead | No | 1996 | 3/4 | Installation date after lead ban | No |  |  |  | Unknown - Unlikely Lead | 1996 | 3/4 | Installation date after lead ban | No |  |  |  | Non-Lead | No | No |  | Single Family Residence | Unknown | No | No | Does not meet tiering criteria | Does not meet tiering criteria
0984 | 4458 Pres/FC Rd SE |  | No | No | Unknown - Unlikely Lead | No | 1996 | 3/4 | Installation date after lead ban | No |  |  |  | Unknown - Unlikely Lead | 1996 | 3/4 | Installation date after lead ban | No |  |  |  | Non-Lead | No | No |  | Single Family Residence | Unknown | No | No | Does not meet tiering criteria | Does not meet tiering criteria
0985 | 4709 317th Ave SE |  | No | No | Unknown - Unlikely Lead | No | 1997 | 3/4 | Installation date after lead ban | No |  |  |  | Unknown - Unlikely Lead | 1997 | 3/4 | Installation date after lead ban | No |  |  |  | Non-Lead | No | No |  | Single Family Residence | Unknown | No | No | Does not meet tiering criteria | Does not meet tiering criteria
0986 | 5519 Lk Alice Rd SE |  | No | No | Unknown - Unlikely Lead | No | 1996 | 3/4 | Installation date after lead ban | No |  |  |  | Unknown - Unlikely Lead | 1996 | 3/4 | Installation date after lead ban | No |  |  |  | Non-Lead | No | No |  | Single Family Residence | Unknown | No | No | Does not meet tiering criteria | Does not meet tiering criteria
0987 | 5610 322nd Ave SE |  | No | No | Unknown - Unlikely Lead | No | 1998 | 1 | Installation date after lead ban | No |  |  |  | Unknown - Unlikely Lead | 1998 | 1 | Installation date after lead ban | No |  |  |  | Non-Lead | No | No |  | Single Family Residence | Unknown | No | No | Does not meet tiering criteria | Does not meet tiering criteria
0988 | 5730 322nd Ave SE |  | No | No | Unknown - Unlikely Lead | No | 1998 | 1 | Installation date after lead ban | No |  |  |  | Unknown - Unlikely Lead | 1998 | 1 | Installation date after lead ban | No |  |  |  | Non-Lead | No | No |  | Single Family Residence | Unknown | No | No | Does not meet tiering criteria | Does not meet tiering criteria
0989 | 5607 322nd Ave Se |  | No | No | Unknown - Unlikely Lead | No | 1998 | 1 | Installation date after lead ban | No |  |  |  | Unknown - Unlikely Lead | 1998 | 1 | Installation date after lead ban | No |  |  |  | Non-Lead | No | No |  | Single Family Residence | Unknown | No | No | Does not meet tiering criteria | Does not meet tiering criteria
0990 | 4833 328th Way SE |  | No | No | Unknown - Unlikely Lead | No | 1997 | 1 | Installation date after lead ban | No |  |  |  | Unknown - Unlikely Lead | 1997 | 1 | Installation date after lead ban | No |  |  |  | Non-Lead | No | No |  | Single Family Residence | Unknown | No | No | Does not meet tiering criteria | Does not meet tiering criteria
0991 | 4907 328th Way SE |  | No | No | Unknown - Unlikely Lead | No | 1998 | 1 | Installation date after lead ban | No |  |  |  | Unknown - Unlikely Lead | 1998 | 1 | Installation date after lead ban | No |  |  |  | Non-Lead | No | No |  | Single Family Residence | Unknown | No | No | Does not meet tiering criteria | Does not meet tiering criteria
0992 | 31021 SE 40th St |  | No | No | Unknown - Unlikely Lead | No | 1997 | 3/4 | Installation date after lead ban | No |  |  |  | Unknown - Unlikely Lead | 1997 | 3/4 | Installation date after lead ban | No |  |  |  | Non-Lead | No | No |  | Single Family Residence | Unknown | No | No | Does not meet tiering criteria | Does not meet tiering criteria
0993 | 32035 SE 48th St |  | No | No | Non-Lead - Plastic | No | 2020 | 1 | Field inspection only with no records | No |  |  |  | Non-Lead - Plastic | 2020 | 1 | Field inspection only with no records | No |  |  |  | Non-Lead | No | No |  | Single Family Residence | Unknown | No | No | Does not meet tiering criteria | Does not meet tiering criteria
0994 | 4933 370th Ct SE |  | No | No | Non-Lead - Plastic | No | 1996 | 1 | Installation date after lead ban | No |  |  |  | Unknown - Unlikely Lead | 1996 | 1 | Installation date after lead ban | No |  |  |  | Non-Lead | No | No |  | Single Family Residence | Unknown | No | No | Does not meet tiering criteria | Does not meet tiering criteria
0995 | 4927 370th Ct SE |  | No | No | Non-Lead - Plastic | No | 1996 | 1 | Installation date after lead ban | No |  |  |  | Unknown - Unlikely Lead | 1996 | 1 | Installation date after lead ban | No |  |  |  | Non-Lead | No | No |  | Single Family Residence | Unknown | No | No | Does not meet tiering criteria | Does not meet tiering criteria
0996 | 4921 370th Ct SE |  | No | No | Non-Lead - Plastic | No | 1999 | 1 | Installation date after lead ban | No |  |  |  | Unknown - Unlikely Lead | 1999 | 1 | Installation date after lead ban | No |  |  |  | Non-Lead | No | No |  | Single Family Residence | Unknown | No | No | Does not meet tiering criteria | Does not meet tiering criteria
0997 | 4920 370th Ct SE |  | No | No | Non-Lead - Plastic | No | 1996 | 1 | Installation date after lead ban | No |  |  |  | Unknown - Unlikely Lead | 1996 | 1 | Installation date after lead ban | No |  |  |  | Non-Lead | No | No |  | Single Family Residence | Unknown | No | No | Does not meet tiering criteria | Does not meet tiering criteria
0998 | 37107 SE Snoq/FC Rd |  | No | No | Non-Lead - Plastic | No | 1996 | 1 | Installation date after lead ban | No |  |  |  | Unknown - Unlikely Lead | 1996 | 1 | Installation date after lead ban | No |  |  |  | Non-Lead | No | No |  | Single Family Residence | Unknown | No | No | Does not meet tiering criteria | Does not meet tiering criteria
0999 | 37111 SE Snoq/FC Rd |  | No | No | Non-Lead - Plastic | No | 1994 | 1 | Installation date after lead ban | No |  |  |  | Unknown - Unlikely Lead | 1994 | 1 | Installation date after lead ban | No |  |  |  | Non-Lead | No | No |  | Single Family Residence | Unknown | No | No | Does not meet tiering criteria | Does not meet tiering criteria
1000 | 37119 SE Snoq/FC Rd |  | No | No | Non-Lead - Plastic | No | 1995 | 1 | Installation date after lead ban | No |  |  |  | Unknown - Unlikely Lead | 1995 | 1 | Installation date after lead ban | No |  |  |  | Non-Lead | No | No |  | Single Family Residence | Unknown | No | No | Does not meet tiering criteria | Does not meet tiering criteria
1001 | 5115 372nd Ave SE |  | No | No | Non-Lead - Plastic | No | 1994 | 1 | Installation date after lead ban | No |  |  |  | Unknown - Unlikely Lead | 1994 | 1 | Installation date after lead ban | No |  |  |  | Non-Lead | No | No |  | Single Family Residence | Unknown | No | No | Does not meet tiering criteria | Does not meet tiering criteria
1002 | 5325 372nd Ave SE |  | No | No | Non-Lead - Plastic | No | 1994 | 1 | Installation date after lead ban | No |  |  |  | Unknown - Unlikely Lead | 1994 | 1 | Installation date after lead ban | No |  |  |  | Non-Lead | No | No |  | Single Family Residence | Unknown | No | No | Does not meet tiering criteria | Does not meet tiering criteria
1003 | 37122 SE Fish hatchery Rd |  | No | No | Non-Lead - Plastic | No | 1994 | 1 | Installation date after lead ban | No |  |  |  | Unknown - Unlikely Lead | 1994 | 1 | Installation date after lead ban | No |  |  |  | Non-Lead | No | No |  | Single Family Residence | Unknown | No | No | Does not meet tiering criteria | Does not meet tiering criteria
1004 | 37117 Se 54th Pl |  | No | No | Non-Lead - Plastic | No | 1993 | 1 | Installation date after lead ban | No |  |  |  | Unknown - Unlikely Lead | 1993 | 1 | Installation date after lead ban | No |  |  |  | Non-Lead | No | No |  | Single Family Residence | Unknown | No | No | Does not meet tiering criteria | Does not meet tiering criteria
1005 | 5321 372nd Ave SE |  | No | No | Non-Lead - Plastic | No | 1993 | 1 | Installation date after lead ban | No |  |  |  | Unknown - Unlikely Lead | 1993 | 1 | Installation date after lead ban | No |  |  |  | Non-Lead | No | No |  | Single Family Residence | Unknown | No | No | Does not meet tiering criteria | Does not meet tiering criteria
1006 | 5309 372nd Ave SE |  | No | No | Non-Lead - Plastic | No | 1990 | 1 | Installation date after lead ban | No |  |  |  | Unknown - Unlikely Lead | 1990 | 1 | Installation date after lead ban | No |  |  |  | Non-Lead | No | No |  | Single Family Residence | Unknown | No | No | Does not meet tiering criteria | Does not meet tiering criteria
1007 | 37043 SE 54th Pl |  | No | No | Non-Lead - Plastic | No | 2001 | 1 | Installation date after lead ban | No |  |  |  | Unknown - Unlikely Lead | 2001 | 1 | Installation date after lead ban | No |  |  |  | Non-Lead | No | No |  | Single Family Residence | Unknown | No | No | Does not meet tiering criteria | Does not meet tiering criteria
1008 | 37011 SE 54th Pl |  | No | No | Non-Lead - Plastic | No | 1993 | 1 | Installation date after lead ban | No |  |  |  | Unknown - Unlikely Lead | 1993 | 1 | Installation date after lead ban | No |  |  |  | Non-Lead | No | No |  | Single Family Residence | Unknown | No | No | Does not meet tiering criteria | Does not meet tiering criteria
1009 | 37016 SE 54th Pl |  | No | No | Non-Lead - Plastic | No | 2020 | 1 | Installation date after lead ban | No |  |  |  | Unknown - Unlikely Lead | 2020 | 1 | Installation date after lead ban | No |  |  |  | Non-Lead | No | No |  | Single Family Residence | Unknown | Unknown | No | Does not meet tiering criteria | Does not meet tiering criteria
1010 | 37007 SE 54th Pl | tree farm | No | No | Non-Lead - Plastic | No |  | 1 | Installation date after lead ban | No |  |  |  | Unknown - Unlikely Lead |  | 1 | Installation date after lead ban | No |  |  |  | Non-Lead | No | No |  | Other | No | No | No | Does not meet tiering criteria | Does not meet tiering criteria
1011 | 37014 SE 54th Pl |  | No | No | Non-Lead - Plastic | No | 2004 | 1 | Installation date after lead ban | No |  |  |  | Unknown - Unlikely Lead | 2004 | 1 | Installation date after lead ban | No |  |  |  | Non-Lead | No | No |  | Single Family Residence | Unknown | No | No | Does not meet tiering criteria | Does not meet tiering criteria
1012 | 37004 SE 54th Pl |  | No | No | Non-Lead - Plastic | No | 1994 | 1 | Installation date after lead ban | No |  |  |  | Unknown - Unlikely Lead | 1994 | 1 | Installation date after lead ban | No |  |  |  | Non-Lead | No | No |  | Single Family Residence | Unknown | No | No | Does not meet tiering criteria | Does not meet tiering criteria
1013 | 37008 SE 54th Pl |  | No | No | Non-Lead - Plastic | No | 1995 | 1 | Installation date after lead ban | No |  |  |  | Unknown - Unlikely Lead | 1995 | 1 | Installation date after lead ban | No |  |  |  | Non-Lead | No | No |  | Single Family Residence | Unknown | No | No | Does not meet tiering criteria | Does not meet tiering criteria
1014 | 37012 SE 54th Pl |  | No | No | Non-Lead - Plastic | No | 1995 | 1 | Installation date after lead ban | No |  |  |  | Unknown - Unlikely Lead | 1995 | 1 | Installation date after lead ban | No |  |  |  | Non-Lead | No | No |  | Single Family Residence | Unknown | No | No | Does not meet tiering criteria | Does not meet tiering criteria
1015 | 4111 330th Pl SE |  | No | No | Unknown - Unlikely Lead | No | 1997 | 3/4 | Installation date after lead ban | No |  |  |  | Unknown - Unlikely Lead | 1997 | 3/4 | Installation date after lead ban | No |  |  |  | Non-Lead | No | No |  | Single Family Residence | Unknown | No | No | Does not meet tiering criteria | Does not meet tiering criteria
1016 | 31415 SE 40th St |  | No | No | Unknown - Unlikely Lead | No | 1976 | 3/4 | [5 empty] | Unknown - Unlikely Lead | 1976 | 3/4 | [5 empty] | Non-Lead | No | No |  | Single Family Residence | Unknown | Unknown | No | Does not meet tiering criteria | Does not meet tiering criteria
1017 | 5125 322nd Ave SE |  | No | No | Unknown - Unlikely Lead | No | 1998 | 1 | Installation date after lead ban | No |  |  |  | Unknown - Unlikely Lead | 1998 | 1 | Installation date after lead ban | No |  |  |  | Non-Lead | No | No |  | Single Family Residence | Unknown | No | No | Does not meet tiering criteria | Does not meet tiering criteria
1018 | 31825 SE 62nd St |  | No | No | Unknown - Unlikely Lead | No | 1998 | 1 | Installation date after lead ban | No |  |  |  | Unknown - Unlikely Lead | 1998 | 1 | Installation date after lead ban | No |  |  |  | Non-Lead | No | No |  | Single Family Residence | Unknown | No | No | Does not meet tiering criteria | Does not meet tiering criteria
1019 | 5133 322nd Ave Se |  | No | No | Unknown - Unlikely Lead | No | 1998 | 1 | Installation date after lead ban | No |  |  |  | Unknown - Unlikely Lead | 1998 | 1 | Installation date after lead ban | No |  |  |  | Non-Lead | No | No |  | Single Family Residence | Unknown | No | No | Does not meet tiering criteria | Does not meet tiering criteria
1020 | 5230 336th Ave Se |  | No | No | Non-Lead - Plastic | No | 2020 | 1 | Field inspection only with no records | Yes | Visual inspection at the meter pit | 2020-06-15 |  | Non-Lead - Plastic | 2020 | 1 | Field inspection only with no records | Yes | Visual inspection at the meter pit | 2020-06-15 |  | Non-Lead | No | No |  | Single Family Residence | Unknown | No | No | Does not meet tiering criteria | Does not meet tiering criteria
1021 | 32627 Red/FC Rd | Fire | Yes - School | No | Non-Lead - Plastic | No | 1991 | 3/4 | Installation date after lead ban | No |  |  |  | Non-Lead - Plastic | 1991 | 3/4 | Installation date after lead ban | No |  |  |  | Non-Lead | No | No |  | Building | Unknown | No | No | Does not meet tiering criteria | Does not meet tiering criteria
1023 | 5214 Lk Alice Rd SE |  | No | No | Unknown - Unlikely Lead | No | 1966 | 3/4 | [5 empty] | Unknown - Unlikely Lead | 1966 | 3/4 | [5 empty] | Non-Lead | No | No |  | Single Family Residence | Unknown | Unknown | No | Does not meet tiering criteria | Does not meet tiering criteria
1024 | 31715 SE 62nd way |  | No | No | Non-Lead - Plastic | No | 2018 | 1 | Field inspection only with no records | No |  |  |  | Non-Lead - Plastic | 2018 | 1 | Field inspection only with no records | No |  |  |  | Non-Lead | No | No |  | Single Family Residence | Unknown | No | No | Does not meet tiering criteria | Does not meet tiering criteria
1025 | 5420 324th Pl SE |  | No | No | Unknown - Unlikely Lead | No | 1985 | 3/4 | [5 empty] | Unknown - Unlikely Lead | 1985 | 3/4 | [5 empty] | Non-Lead | No | No |  | Single Family Residence | Unknown | Unknown | No | Does not meet tiering criteria | Does not meet tiering criteria
1026 | 3736 324th Ave SE |  | No | No | Unknown - Unlikely Lead | No | 1990 | 3/4 | Installation date after lead ban | No |  |  |  | Unknown - Unlikely Lead | 1990 | 3/4 | Installation date after lead ban | No |  |  |  | Non-Lead | No | No |  | Single Family Residence | Unknown | No | No | Does not meet tiering criteria | Does not meet tiering criteria
1027 | 3825 324th Ave SE |  | No | No | Non-Lead - Plastic | No | 2000 | 1 | Installation date after lead ban | No |  |  |  | Non-Lead - Plastic | 2000 | 1 | Installation date after lead ban | No |  |  |  | Non-Lead | No | No |  | Single Family Residence | Unknown | No | No | Does not meet tiering criteria | Does not meet tiering criteria
1028 | 4527 330th Pl SE |  | No | No | Non-Lead - Plastic | No | 1999 | 1 | Installation date after lead ban | No |  |  |  | Non-Lead - Plastic | 1999 | 1 | Installation date after lead ban | No |  |  |  | Non-Lead | No | No |  | Single Family Residence | Unknown | No | No | Does not meet tiering criteria | Does not meet tiering criteria
1029 | 4511 330th Pl SE |  | No | No | Non-Lead - Plastic | No | 2004 | 1 | Installation date after lead ban | No |  |  |  | Non-Lead - Plastic | 2004 | 1 | Installation date after lead ban | No |  |  |  | Non-Lead | No | No |  | Single Family Residence | Unknown | No | No | Does not meet tiering criteria | Does not meet tiering criteria
1030 | Fall City Floats | Pumpkin Field | No | No | Non-Lead - Plastic | No | 1990 | 1 | Installation date after lead ban | No |  |  |  | Non-Lead - Plastic | 1990 | 1 | Installation date after lead ban | No |  |  |  | Non-Lead | No | No |  | Other | Unknown | No | No | Does not meet tiering criteria | Does not meet tiering criteria
1031 | 32909SE 43rd St |  | No | No | Non-Lead - Plastic | No | 2000 | 1 | Installation date after lead ban | No |  |  |  | Non-Lead - Plastic | 2000 | 1 | Installation date after lead ban | No |  |  |  | Non-Lead | No | No |  | Single Family Residence | Unknown | No | No | Does not meet tiering criteria | Does not meet tiering criteria
1032 | 32917 SE 43rd St |  | No | No | Non-Lead - Plastic | No | 2000 | 1 | Installation date after lead ban | No |  |  |  | Non-Lead - Plastic | 2000 | 1 | Installation date after lead ban | No |  |  |  | Non-Lead | No | No |  | Single Family Residence | Unknown | No | No | Does not meet tiering criteria | Does not meet tiering criteria
1033 | 32933 SE 43rd St |  | No | No | Non-Lead - Plastic | No | 2000 | 1 | Installation date after lead ban | No |  |  |  | Non-Lead - Plastic | 2000 | 1 | Installation date after lead ban | No |  |  |  | Non-Lead | No | No |  | Single Family Residence | Unknown | No | No | Does not meet tiering criteria | Does not meet tiering criteria
1034 | 3515 308th Ave SE |  | No | No | Non-Lead - Plastic | No | 2000 | 1 | Installation date after lead ban | No |  |  |  | Non-Lead - Plastic | 2000 | 1 | Installation date after lead ban | No |  |  |  | Non-Lead | No | No |  | Single Family Residence | Unknown | No | No | Does not meet tiering criteria | Does not meet tiering criteria
1035 | 6130 322nd Ave SE |  | No | No | Non-Lead - Plastic | No | 2000 | 1 | Installation date after lead ban | No |  |  |  | Non-Lead - Plastic | 2000 | 1 | Installation date after lead ban | No |  |  |  | Non-Lead | No | No |  | Single Family Residence | Unknown | No | No | Does not meet tiering criteria | Does not meet tiering criteria
1036 | 33314 SE 42nd St | Fire | Yes - School | No
1037 | 32440 SE 54th St |  | No | No | Unknown - Unlikely Lead | No | 1985 | 3/4 | [5 empty] | Unknown - Unlikely Lead | 1985 | 3/4 | [5 empty] | Non-Lead | No | No |  | Single Family Residence | Unknown | Unknown | No | Does not meet tiering criteria | Does not meet tiering criteria
1038 | 5403 324th Pl SE |  | No | No | Non-Lead - Plastic | No | 2000 | 1 | Installation date after lead ban | No |  |  |  | Non-Lead - Plastic | 2000 | 3/4 | Installation date after lead ban | No |  |  |  | Non-Lead | No | No |  | Single Family Residence | Unknown | Unknown | No | Does not meet tiering criteria | Does not meet tiering criteria
1041 | 31920 SE Red/FC Rd |  | No | No
1042 | 5710 Pres/FC Rd SE |  | No | No
1043 | 5519 Pres/FC Rd SE |  | No | No | Unknown - Unlikely Lead | No | 2000 | 1 | Installation date after lead ban | No |  |  |  | Unknown - Unlikely Lead | 2000 | 1 | Installation date after lead ban | No |  |  |  | Non-Lead | No | No |  | Single Family Residence | Unknown | No | No | Does not meet tiering criteria | Does not meet tiering criteria
1044 | 5124 322nd Ave SE |  | No | No
1045 | 32627 SE Red/FC Rd | football field | Yes - School | No | Non-Lead - Plastic | No | 1991 | 2 | Installation date after lead ban | No |  |  |  | Non-Lead - Plastic | 1991 | 2 | Installation date after lead ban | No |  |  |  | Non-Lead | No | No |  | Other | Unknown | No | No | Does not meet tiering criteria | Does not meet tiering criteria
1046 | 32311 SE 48th St |  | No | No
1047 | 32219 SE 58th St |  | No | No | Non-Lead - Plastic | No | 1989 | 3/4 | Installation date after lead ban | No |  |  |  | Unknown - Unlikely Lead | 1989 | 3/4 | Installation date after lead ban | No |  |  |  | Non-Lead | No | No |  | Single Family Residence | Unknown | No | No | Does not meet tiering criteria | Does not meet tiering criteria
1048 | 4410 335th Pl SE |  | No | No | Non-Lead - Plastic | No | 2001 | 1 | Installation date after lead ban | No |  |  |  | Non-Lead - Plastic | 2001 | 1 | Installation date after lead ban | No |  |  |  | Non-Lead | No | No |  | Single Family Residence | Unknown | No | No | Does not meet tiering criteria | Does not meet tiering criteria
1049 | 32409 SE 43rd Pl |  | No | No | Non-Lead - Plastic | No | 2002 | 1 | Installation date after lead ban | No |  |  |  | Non-Lead - Plastic | 2002 | 1 | Installation date after lead ban | No |  |  |  | Non-Lead | No | No |  | Single Family Residence | Unknown | No | No | Does not meet tiering criteria | Does not meet tiering criteria
1050 | 32419 SE 43rd Pl |  | No | No | Non-Lead - Plastic | No | 2002 | 1 | Installation date after lead ban | No |  |  |  | Non-Lead - Plastic | 2002 | 1 | Installation date after lead ban | No |  |  |  | Non-Lead | No | No |  | Single Family Residence | Unknown | No | No | Does not meet tiering criteria | Does not meet tiering criteria
1051 | 32427 SE 43rd Pl |  | No | No | Non-Lead - Plastic | No | 2002 | 1 | Installation date after lead ban | No |  |  |  | Non-Lead - Plastic | 2002 | 1 | Installation date after lead ban | No |  |  |  | Non-Lead | No | No |  | Single Family Residence | Unknown | No | No | Does not meet tiering criteria | Does not meet tiering criteria
1052 | 32430 SE 43rd Pl |  | No | No | Non-Lead - Plastic | No | 2003 | 1 | Installation date after lead ban | No |  |  |  | Non-Lead - Plastic | 2003 | 1 | Installation date after lead ban | No |  |  |  | Non-Lead | No | No |  | Single Family Residence | Unknown | No | No | Does not meet tiering criteria | Does not meet tiering criteria
1053 | 32446 SE 43rd Pl |  | No | No | Non-Lead - Plastic | No | 2003 | 1 | Installation date after lead ban | No |  |  |  | Non-Lead - Plastic | 2003 | 1 | Installation date after lead ban | No |  |  |  | Non-Lead | No | No |  | Single Family Residence | Unknown | No | No | Does not meet tiering criteria | Does not meet tiering criteria
1054 | 32440 SE 43rd Pl |  | No | No | Non-Lead - Plastic | No | 2003 | 1 | Installation date after lead ban | No |  |  |  | Non-Lead - Plastic | 2003 | 1 | Installation date after lead ban | No |  |  |  | Non-Lead | No | No |  | Single Family Residence | Unknown | No | No | Does not meet tiering criteria | Does not meet tiering criteria
1056 | 32708 SE Issa/FC Rd |  | No | No | Non-Lead - Plastic | No | 2002 | 1 | Installation date after lead ban | No |  |  |  | Non-Lead - Plastic | 2002 | 1 | Installation date after lead ban | No |  |  |  | Non-Lead | No | No |  | Single Family Residence | Unknown | No | No | Does not meet tiering criteria | Does not meet tiering criteria
1057 | 33711 SE 44th Pl |  | No | No | Non-Lead - Plastic | No | 2000 | 1 | Installation date after lead ban | No |  |  |  | Non-Lead - Plastic | 2000 | 1 | Installation date after lead ban | No |  |  |  | Non-Lead | No | No |  | Single Family Residence | Unknown | No | No | Does not meet tiering criteria | Does not meet tiering criteria
1058 | 32422 SE 43rd Pl |  | No | No | Non-Lead - Plastic | No | 2003 | 1 | Installation date after lead ban | No |  |  |  | Non-Lead - Plastic | 2003 | 1 | Installation date after lead ban | No |  |  |  | Non-Lead | No | No |  | Single Family Residence | Unknown | No | No | Does not meet tiering criteria | Does not meet tiering criteria
1059 | 32416 SE 43rd Pl |  | No | No | Non-Lead - Plastic | No | 2003 | 1 | Installation date after lead ban | No |  |  |  | Non-Lead - Plastic | 2003 | 1 | Installation date after lead ban | No |  |  |  | Non-Lead | No | No |  | Single Family Residence | Unknown | No | No | Does not meet tiering criteria | Does not meet tiering criteria
1060 | 32331 SE 54th St |  | No | No | Non-Lead - Plastic | No | 2003 | 1 | Installation date after lead ban | No |  |  |  | Non-Lead - Plastic | 2003 | 1 | Installation date after lead ban | No |  |  |  | Non-Lead | No | No |  | Single Family Residence | Unknown | No | No | Does not meet tiering criteria | Does not meet tiering criteria
1061 | 32030 SE 62nd Way |  | No | No | Non-Lead - Plastic | No | 2003 | 1 | Installation date after lead ban | No |  |  |  | Non-Lead - Plastic | 2003 | 1 | Installation date after lead ban | No |  |  |  | Non-Lead | No | No |  | Single Family Residence | Unknown | No | No | Does not meet tiering criteria | Does not meet tiering criteria
1062 | 4939 322nd Ave SE |  | No | No | Unknown - Unlikely Lead | No | 1959 | 3/4 | [5 empty] | Unknown - Unlikely Lead | 1959 | 3/4 | [5 empty] | Non-Lead | No | No |  | Single Family Residence | Unknown | Unknown | No | Does not meet tiering criteria | Does not meet tiering criteria
1063 | 31420 SE 62nd Way |  | No | No | Non-Lead - Plastic | No | 2003 | 1 | Installation date after lead ban | No |  |  |  | Non-Lead - Plastic | 2003 | 1 | Installation date after lead ban | No |  |  |  | Non-Lead | No | No |  | Single Family Residence | Unknown | No | No | Does not meet tiering criteria | Does not meet tiering criteria
1064 | 32437 SE 43rd Pl |  | No | No | Non-Lead - Plastic | No | 2004 | 1 | Installation date after lead ban | No |  |  |  | Non-Lead - Plastic | 2004 | 1 | Installation date after lead ban | No |  |  |  | Non-Lead | No | No |  | Single Family Residence | Unknown | No | No | Does not meet tiering criteria | Does not meet tiering criteria
1065 | 32425 SE 44th St |  | No | No | Non-Lead - Plastic | No | 2004 | 1 | Installation date after lead ban | No |  |  |  | Non-Lead - Plastic | 2004 | 1 | Installation date after lead ban | No |  |  |  | Non-Lead | No | No |  | Single Family Residence | Unknown | No | No | Does not meet tiering criteria | Does not meet tiering criteria
1066 | 32421 SE 44th St |  | No | No | Non-Lead - Plastic | No | 2004 | 1 | Installation date after lead ban | No |  |  |  | Non-Lead - Plastic | 2004 | 1 | Installation date after lead ban | No |  |  |  | Non-Lead | No | No |  | Single Family Residence | Unknown | No | No | Does not meet tiering criteria | Does not meet tiering criteria
1067 | 32830 SE Issa/FC Rd |  | No | No | Non-Lead - Plastic | No | 2005 | 1 | Installation date after lead ban | No |  |  |  | Non-Lead - Plastic | 2005 | 1 | Installation date after lead ban | No |  |  |  | Non-Lead | No | No |  | Single Family Residence | Unknown | No | No | Does not meet tiering criteria | Does not meet tiering criteria
1068 | 32824 SE Issa/FC Rd |  | No | No | Non-Lead - Plastic | No | 2006 | 1 | Installation date after lead ban | No |  |  |  | Non-Lead - Plastic | 2006 | 1 | Installation date after lead ban | No |  |  |  | Non-Lead | No | No |  | Single Family Residence | Unknown | No | No | Does not meet tiering criteria | Does not meet tiering criteria
1069 | 32006 SE 62nd Way |  | No | No | Non-Lead - Plastic | No | 2004 | 1 | Installation date after lead ban | No |  |  |  | Non-Lead - Plastic | 2004 | 1 | Installation date after lead ban | No |  |  |  | Non-Lead | No | No |  | Single Family Residence | Unknown | No | No | Does not meet tiering criteria | Does not meet tiering criteria
1070 | 31607 SE 62nd Way |  | No | No | Non-Lead - Plastic | No | 2006 | 1 | Installation date after lead ban | No |  |  |  | Non-Lead - Plastic | 2006 | 1 | Installation date after lead ban | No |  |  |  | Non-Lead | No | No |  | Single Family Residence | Unknown | No | No | Does not meet tiering criteria | Does not meet tiering criteria
1071 | 33018 SE 42nd Pl |  | No | No | Non-Lead - Plastic | No | 2005 | 1 | Installation date after lead ban | No |  |  |  | Non-Lead - Plastic | 2005 | 1 | Installation date after lead ban | No |  |  |  | Non-Lead | No | No |  | Single Family Residence | Unknown | No | No | Does not meet tiering criteria | Does not meet tiering criteria
1072 | 4818 Lk Alice Rd SE |  | No | No | Non-Lead - Plastic | No | 2006 | 1 | Installation date after lead ban | No |  |  |  | Non-Lead - Plastic | 2006 | 1 | Installation date after lead ban | No |  |  |  | Non-Lead | No | No |  | Single Family Residence | Unknown | No | No | Does not meet tiering criteria | Does not meet tiering criteria
1073 | 5220 322nd Ave SE |  | No | No | Non-Lead - Plastic | No | 2005 | 1 | Installation date after lead ban | No |  |  |  | Non-Lead - Plastic | 2005 | 1 | Installation date after lead ban | No |  |  |  | Non-Lead | No | No |  | Single Family Residence | Unknown | No | No | Does not meet tiering criteria | Does not meet tiering criteria
1074 | 4301 334th Pl SE |  | No | No | Unknown - Unlikely Lead | No | 1977 | 3/4 | [5 empty] | Unknown - Unlikely Lead | 1977 | 3/4 | [5 empty] | Non-Lead | No | No |  | Single Family Residence | Unknown | Unknown | No | Does not meet tiering criteria | Does not meet tiering criteria
1075 | 5132 322nd Ave SE |  | No | No | Non-Lead - Plastic | No | 2006 | 1 | Installation date after lead ban | No |  |  |  | Non-Lead - Plastic | 2006 | 1 | Installation date after lead ban | No |  |  |  | Non-Lead | No | No |  | Single Family Residence | Unknown | No | No | Does not meet tiering criteria | Does not meet tiering criteria
1076 | 32716 SE 46th Ln |  | No | No | Non-Lead - Plastic | No | 2007 | 1 | Installation date after lead ban | No |  |  |  | Non-Lead - Plastic | 2007 | 1 | Installation date after lead ban | No |  |  |  | Non-Lead | No | No |  | Single Family Residence | Unknown | Unknown | No | Does not meet tiering criteria | Does not meet tiering criteria
1077 | 32750 SE 46th Ln |  | No | No | Non-Lead - Plastic | No | 2006 | 1 | Installation date after lead ban | No |  |  |  | Non-Lead - Plastic | 2006 | 1 | Installation date after lead ban | No |  |  |  | Non-Lead | No | No |  | Single Family Residence | Unknown | No | No | Does not meet tiering criteria | Does not meet tiering criteria
1078 | 32733 SE 46th Ln |  | No | No | Non-Lead - Plastic | No | 2007 | 1 | Installation date after lead ban | No |  |  |  | Non-Lead - Plastic | 2007 | 1 | Installation date after lead ban | No |  |  |  | Non-Lead | No | No |  | Single Family Residence | Unknown | No | No | Does not meet tiering criteria | Does not meet tiering criteria
1079 | 32715 SE 46th Ln |  | No | No | Non-Lead - Plastic | No | 2007 | 1 | Installation date after lead ban | No |  |  |  | Non-Lead - Plastic | 2007 | 1 | Installation date after lead ban | No |  |  |  | Non-Lead | No | No |  | Single Family Residence | Unknown | No | No | Does not meet tiering criteria | Does not meet tiering criteria
1080 | 5116 322nd Ave SE |  | No | No | Non-Lead - Plastic | No | 2007 | 1 | Installation date after lead ban | No |  |  |  | Non-Lead - Plastic | 2007 | 1 | Installation date after lead ban | No |  |  |  | Non-Lead | No | No |  | Single Family Residence | Unknown | No | No | Does not meet tiering criteria | Does not meet tiering criteria
1081 | 32911 SE 42nd St |  | No | No | Non-Lead - Plastic | No | 2016 | 1 | Field inspection only with no records | No |  |  |  | Non-Lead - Plastic | 2016 | 1 | Field inspection only with no records | No |  |  |  | Non-Lead | No | No |  | Single Family Residence | Unknown | No | No | Does not meet tiering criteria | Does not meet tiering criteria
1082 | 31803 SE 48th St |  | No | No | Non-Lead - Plastic | No | 2007 | 1 | Installation date after lead ban | No |  |  |  | Non-Lead - Plastic | 2007 | 1 | Installation date after lead ban | No |  |  |  | Non-Lead | No | No |  | Single Family Residence | Unknown | No | No | Does not meet tiering criteria | Does not meet tiering criteria
1083 | 5530 Pres/FC Rd SE |  | No | No | Unknown - Unlikely Lead | No | 1960 | 3/4 | [5 empty] | Unknown - Unlikely Lead | 1960 | 3/4 | [5 empty] | Non-Lead | No | No |  | Single Family Residence | Unknown | Unknown | No | Does not meet tiering criteria | Does not meet tiering criteria
1090 | 31207 SE 40th St |  | No | No | Non-Lead - Plastic | No | 2007 | 1 | Installation date after lead ban | No |  |  |  | Non-Lead - Plastic | 2007 | 1 | Installation date after lead ban | No |  |  |  | Non-Lead | No | No |  | Single Family Residence | Unknown | No | No | Does not meet tiering criteria | Does not meet tiering criteria
1091 | 31819 SE 48th St |  | No | No | Non-Lead - Plastic | No | 2007 | 1 | Installation date after lead ban | No |  |  |  | Non-Lead - Plastic | 2007 | 1 | Installation date after lead ban | No |  |  |  | Non-Lead | No | No |  | Single Family Residence | Unknown | No | No | Does not meet tiering criteria | Does not meet tiering criteria
1092 | 33415 SE 42nd Pl |  | No | No | Non-Lead - Plastic | No | 2008 | 1 | Installation date after lead ban | No |  |  |  | Non-Lead - Plastic | 2008 | 1 | Installation date after lead ban | No |  |  |  | Non-Lead | No | No |  | Single Family Residence | Unknown | No | No | Does not meet tiering criteria | Does not meet tiering criteria
1093 | 31608 SE 40th St |  | No | No | Non-Lead - Plastic | No | 2012 | 1 | Field inspection only with no records | No |  |  |  | Non-Lead - Plastic | 2012 | 1 | Field inspection only with no records | No |  |  |  | Non-Lead | No | No |  | Single Family Residence | Unknown | No | No | Does not meet tiering criteria | Does not meet tiering criteria
1094 | 30706 SE 40th St |  | No | No | Unknown - Unlikely Lead | No | 1980 | 3/4 | [5 empty] | Unknown - Unlikely Lead | 1980 | 3/4 | [5 empty] | Non-Lead | No | No |  | Single Family Residence | Unknown | Unknown | No | Does not meet tiering criteria | Does not meet tiering criteria
1095 | 32703 SE 43rd St |  | No | No | Non-Lead - Plastic | No | 2010 | 1 | Field inspection only with no records | No |  |  |  | Non-Lead - Plastic | 2010 | 1 | Field inspection only with no records | No |  |  |  | Non-Lead | No | No |  | Single Family Residence | Unknown | No | No | Does not meet tiering criteria | Does not meet tiering criteria
1096 | 33421 SE Red/FC Rd |  | No | No | Unknown - Unlikely Lead | No | 1969 | 3/4 | [5 empty] | Unknown - Unlikely Lead | 1969 | 3/4 | [5 empty] | Non-Lead | No | No |  | Single Family Residence | Unknown | Unknown | No | Does not meet tiering criteria | Does not meet tiering criteria
1097 | 32732 SE 44th St |  | No | No | Non-Lead - Plastic | No | 2013 | 1 | Field inspection only with no records | No |  |  |  | Non-Lead - Plastic | 2013 | 1 | Field inspection only with no records | No |  |  |  | Non-Lead | No | No |  | Single Family Residence | Unknown | No | No | Does not meet tiering criteria | Does not meet tiering criteria
1098 | 34621 SE 56th Pl |  | No | No | Non-Lead - Plastic | No | 2013 | 1 | Field inspection only with no records | No |  |  |  | Non-Lead - Plastic | 2013 | 1 | Field inspection only with no records | No |  |  |  | Non-Lead | No | No |  | Single Family Residence | Unknown | No | No | Does not meet tiering criteria | Does not meet tiering criteria
1099 | 4313 338th Ave SE |  | No | No | Non-Lead - Plastic | No | 2014 | 1 | Field inspection only with no records | No |  |  |  | Non-Lead - Plastic | 2014 | 1 | Field inspection only with no records | No |  |  |  | Non-Lead | No | No |  | Single Family Residence | Unknown | No | No | Does not meet tiering criteria | Does not meet tiering criteria
1100 | 36014 SE 46th St |  | No | No
1101 | 36120 SE 46th St |  | No | No
1102 | 4539 359th Ave SE |  | No | No
1103 | 4540 359th Ave SE |  | No | No
1104 | 36002 SE 46th St |  | No | No
1105 | 35912 SE 46th St |  | No | No
1106 | 35904 SE 46th St |  | No | No
1107 | 36104 SE 46th St |  | No | No
1108 | 35930 SE 46th St |  | No | No | Non-Lead - Plastic | No | 2006 | 1 | Installation date after lead ban | No |  |  |  | Non-Lead - Plastic | 2006 | 1 | Installation date after lead ban | No |  |  |  | Non-Lead | No | No |  | Single Family Residence | Unknown | No | No | Does not meet tiering criteria | Does not meet tiering criteria
1109 | 4516 362nd Ave SE |  | No | No | Unknown - Unlikely Lead | No | 1959 | 3/4 | [5 empty] | Unknown - Unlikely Lead | 1959 | 3/4 | [5 empty] | Non-Lead | No | No |  | Single Family Residence | Unknown | Unknown | No | Does not meet tiering criteria | Does not meet tiering criteria
1110 | 4509 362nd Ave SE |  | No | No | Unknown - Unlikely Lead | No | 1958 | 3/4 | [5 empty] | Unknown - Unlikely Lead | 1958 | 3/4 | [5 empty] | Non-Lead | No | No |  | Single Family Residence | Unknown | Unknown | No | Does not meet tiering criteria | Does not meet tiering criteria
1111 | 36208 SE 46th St |  | No | No
1112 | 35916 SE 46th St |  | No | No | Unknown - Unlikely Lead | No | 1980 | 3/4 | [5 empty] | Unknown - Unlikely Lead | 1980 | 3/4 | [5 empty] | Non-Lead | No | No |  | Single Family Residence | Unknown | Unknown | No | Does not meet tiering criteria | Does not meet tiering criteria
1113 | 4529 362nd Ave SE |  | No | No | Non-Lead - Plastic | No | 1960 | 3/4 | [5 empty] | Unknown - Unlikely Lead | 1960 | 3/4 | [5 empty] | Non-Lead | No | No |  | Single Family Residence | Unknown | Unknown | No | Does not meet tiering criteria | Does not meet tiering criteria
1114 | 36125 SE 46th St |  | No | No
1115 | 36015 SE 46th St |  | No | No
1116 | 31405 SE Red/FC Rd |  | No | No | Non-Lead - Plastic | No | 2001 | 1 | Installation date after lead ban | No |  |  |  | Non-Lead - Plastic | 2001 | 1 | Installation date after lead ban | No |  |  |  | Non-Lead | No | No |  | Single Family Residence | Unknown | No | No | Does not meet tiering criteria | Does not meet tiering criteria
1117 | 4309 338th Pl SE |  | No | No | Non-Lead - Plastic | No | 2016 | 1 | Field inspection only with no records | No |  |  |  | Non-Lead - Plastic | 2016 | 1 | Field inspection only with no records | No |  |  |  | Non-Lead | No | No |  | Single Family Residence | Unknown | No | No | Does not meet tiering criteria | Does not meet tiering criteria
1118 | 31425 SE 62nd Way |  | No | No | Non-Lead - Plastic | No | 2019 | 1 | Field inspection only with no records | Yes | Visual inspection at the meter pit | 2019-03-01 |  | Non-Lead - Plastic | 2019 | 1 | Field inspection only with no records | Yes | Visual inspection at the meter pit | 2019-03-01 |  | Non-Lead | No | No |  | Single Family Residence | Unknown | No | No | Does not meet tiering criteria | Does not meet tiering criteria
1119 | 32215 SE Red/FC Rd |  | No | No | Non-Lead - Plastic | No | 2020 | 1 | Field inspection only with no records | Yes | Visual inspection at the meter pit | 2020-07-01 |  | Non-Lead - Plastic | 2020 | 1 | Field inspection only with no records | Yes | Visual inspection at the meter pit | 2020-07-01 |  | Non-Lead | No | No |  | Single Family Residence | Unknown | No | No | Does not meet tiering criteria | Does not meet tiering criteria
1120 | 5512 Pres/FC Rd SE |  | No | No | Non-Lead - Plastic | No | 2021 | 1 | Field inspection only with no records | Yes | Visual inspection at the meter pit | 2021-06-01 |  | Non-Lead - Plastic | 2021 | 1 | Field inspection only with no records | Yes | Visual inspection at the meter pit | 2021-06-01 |  | Non-Lead | No | No |  | Single Family Residence | Unknown | No | No | Does not meet tiering criteria | Does not meet tiering criteria
1121 | 5809 332nd Ave SE |  | No | No | Non-Lead - Plastic | No | 1989 | 1 | Installation date after lead ban | No |  |  |  | Non-Lead - Plastic | 1989 | 1 | Installation date after lead ban | No |  |  |  | Non-Lead | No | No |  | Single Family Residence | Unknown | No | No | Does not meet tiering criteria | Does not meet tiering criteria
1122 | 32728 SE 44th St |  | No | No | Non-Lead - Plastic | No | 2018 | 1 | Installation date after lead ban | No |  |  |  | Non-Lead - Plastic | 2018 | 1 | Installation date after lead ban | No |  |  |  | Non-Lead | No | No |  | Single Family Residence | Unknown | No | No | Does not meet tiering criteria | Does not meet tiering criteria
1123 | 4247 332nd Ave SE |  | No | No | Non-Lead - Plastic | No | 2018 | 1 | Installation date after lead ban | No |  |  |  | Non-Lead - Plastic | 2018 | 1 | Installation date after lead ban | No |  |  |  | Non-Lead | No | No |  | Single Family Residence | Unknown | No | No | Does not meet tiering criteria | Does not meet tiering criteria
1124 | 32705 SE 43rd St |  | No | No | Non-Lead - Plastic | No | 2018 | 1 | Installation date after lead ban | No |  |  |  | Non-Lead - Plastic | 2018 | 1 | Installation date after lead ban | No |  |  |  | Non-Lead | No | No |  | Single Family Residence | Unknown | No | No | Does not meet tiering criteria | Does not meet tiering criteria
1125 | 36026 SE 46th St |  | No | No | Non-Lead - Plastic | No | 2020 | 1 | Installation date after lead ban | Yes | Visual inspection at the meter pit | 2020-05-15 |  | Non-Lead - Plastic | 2020 | 1 | Field inspection only with no records | Yes | Visual inspection at the meter pit | 2020-05-15 |  | Non-Lead | No | No |  | Single Family Residence | Unknown | No | No | Does not meet tiering criteria | Does not meet tiering criteria
1126 | 32724 SE 44th St |  | No | No | Non-Lead - Plastic | No | 2019 | 1 | Installation date after lead ban | No |  |  |  | Non-Lead - Plastic | 2019 | 1 | Installation date after lead ban | No |  |  |  | Non-Lead | No | No |  | Single Family Residence | Unknown | No | No | Does not meet tiering criteria | Does not meet tiering criteria
1127 | 4321 332nd Ave SE |  | No | No | Non-Lead - Plastic | No | 2018 | 1 | Installation date after lead ban | No |  |  |  | Non-Lead - Plastic | 2018 | 1 | Installation date after lead ban | No |  |  |  | Non-Lead | No | No |  | Single Family Residence | Unknown | No | No | Does not meet tiering criteria | Does not meet tiering criteria
1128 | 5412 324th Pl SE |  | No | No | Non-Lead - Plastic | No | 2020 | 1 | Installation date after lead ban | No |  |  |  | Non-Lead - Plastic | 2020 | 1 | Installation date after lead ban | No |  |  |  | Non-Lead | No | No |  | Single Family Residence | Unknown | No | No | Does not meet tiering criteria | Does not meet tiering criteria
1129 | 31413 SE 40th St |  | No | No | Non-Lead - Plastic | No | 2020 | 1 | Installation date after lead ban | No |  |  |  | Non-Lead - Plastic | 2020 | 1 | Installation date after lead ban | No |  |  |  | Non-Lead | No | No |  | Single Family Residence | Unknown | No | No | Does not meet tiering criteria | Does not meet tiering criteria
1130 | 4330 Pres/FC Rd SE | Trailer Park | No | No | Unknown - Unlikely Lead | No | 1960 | 3/4 | [5 empty] | Unknown - Unlikely Lead | 1960 | 3/4 | [5 empty] | Non-Lead | No | No |  | Single Family Residence | Unknown | Unknown | No | Does not meet tiering criteria | Does not meet tiering criteria
1131 | 5528 324th Ave SE |  | No | No | Unknown - Unlikely Lead | No | 1987 | 3/4 | [5 empty] | Unknown - Unlikely Lead | 1987 | 3/4 | [5 empty] | Non-Lead | No | No |  | Single Family Residence | Unknown | Unknown | No | Does not meet tiering criteria | Does not meet tiering criteria
1132 | 4301 338th Pl SE |  | No | No | Non-Lead - Plastic | No | 2021 | 1 | Installation date after lead ban | No |  |  |  | Non-Lead - Plastic | 2021 | 1 | Installation date after lead ban | No |  |  |  | Non-Lead | No | No |  | Single Family Residence | Unknown | No | No | Does not meet tiering criteria | Does not meet tiering criteria
1133 | 31921 SE 62nd Way |  | No | No | Non-Lead - Plastic | No | 2020 | 1 | Installation date after lead ban | No |  |  |  | Non-Lead - Plastic | 2020 | 1 | Installation date after lead ban | No |  |  |  | Non-Lead | No | No |  | Single Family Residence | Unknown | No | No | Does not meet tiering criteria | Does not meet tiering criteria
1134 | 5406 Lk Alice Rd SE |  | No | No | Unknown - Unlikely Lead | No | 1966 | 3/4 | [5 empty] | Unknown - Unlikely Lead | 1966 | 3/4 | [5 empty] | Non-Lead | No | No |  | Single Family Residence | Unknown | Unknown | No | Does not meet tiering criteria | Does not meet tiering criteria
1135 | 30915 SE Red/FC Rd |  | No | No | Unknown - Unlikely Lead | No | 1981 | 3/4 | [5 empty] | Unknown - Unlikely Lead | 1981 | 3/4 | [5 empty] | Non-Lead | No | No |  | Single Family Residence | Unknown | Unknown | No | Does not meet tiering criteria | Does not meet tiering criteria
1136 | 31678 SE 62nd Way |  | No | No | Non-Lead - Plastic | No | 2020 | 1 | Installation date after lead ban | No |  |  |  | Non-Lead - Plastic | 2020 | 1 | Installation date after lead ban | No |  |  |  | Non-Lead | No | No |  | Single Family Residence | Unknown | No | No | Does not meet tiering criteria | Does not meet tiering criteria
1137 | 4012 324th Ln SE |  | No | No | Non-Lead - Plastic | No | 2022 | 1 | Field inspection only with no records | Yes | Visual inspection at the meter pit | 2022-06-01 |  | Non-Lead - Plastic | 2022 | 1 | Field inspection only with no records | Yes | Visual inspection at the meter pit | 2022-06-01 |  | Non-Lead | No | No | none | Single Family Residence | Unknown | No | No | Does not meet tiering criteria | Does not meet tiering criteria
1138 | 4016 324th Ln SE |  | No | No | Non-Lead - Plastic | No | 2022 | 1 | Field inspection only with no records | Yes | Visual inspection at the meter pit | 2022-06-01 |  | Non-Lead - Plastic | 2022 | 1 | Field inspection only with no records | Yes | Visual inspection at the meter pit | 2022-06-01 |  | Non-Lead | No | No | none | Single Family Residence | Unknown | No | No | Does not meet tiering criteria | Does not meet tiering criteria
1139 | 4022 324th Ln SE |  | No | No | Non-Lead - Plastic | No | 2022 | 1 | Field inspection only with no records | Yes | Visual inspection at the meter pit | 2022-06-01 |  | Non-Lead - Plastic | 2022 | 1 | Field inspection only with no records | Yes | Visual inspection at the meter pit | 2022-06-01 |  | Non-Lead | No | No | none | Single Family Residence | Unknown | No | No | Does not meet tiering criteria | Does not meet tiering criteria
1140 | 4028 324th Ln SE |  | No | No | Non-Lead - Plastic | No | 2022 | 1 | Field inspection only with no records | Yes | Visual inspection at the meter pit | 2022-06-01 |  | Non-Lead - Plastic | 2022 | 1 | Field inspection only with no records | Yes | Visual inspection at the meter pit | 2022-06-01 |  | Non-Lead | No | No | none | Single Family Residence | Unknown | No | No | Does not meet tiering criteria | Does not meet tiering criteria
1141 | 4034 324th Ln SE |  | No | No | Non-Lead - Plastic | No | 2022 | 1 | Field inspection only with no records | Yes | Visual inspection at the meter pit | 2022-06-01 |  | Non-Lead - Plastic | 2022 | 1 | Field inspection only with no records | Yes | Visual inspection at the meter pit | 2022-06-01 |  | Non-Lead | No | No | none | Single Family Residence | Unknown | No | No | Does not meet tiering criteria | Does not meet tiering criteria
1142 | 4040 324th Ln SE |  | No | No | Non-Lead - Plastic | No | 2022 | 1 | Field inspection only with no records | Yes | Visual inspection at the meter pit | 2022-06-01 |  | Non-Lead - Plastic | 2022 | 1 | Field inspection only with no records | Yes | Visual inspection at the meter pit | 2022-06-01 |  | Non-Lead | No | No | none | Single Family Residence | Unknown | No | No | Does not meet tiering criteria | Does not meet tiering criteria
1143 | 4046 324th Ln SE |  | No | No | Non-Lead - Plastic | No | 2022 | 1 | Field inspection only with no records | Yes | Visual inspection at the meter pit | 2022-06-01 |  | Non-Lead - Plastic | 2022 | 1 | Field inspection only with no records | Yes | Visual inspection at the meter pit | 2022-06-01 |  | Non-Lead | No | No | none | Single Family Residence | Unknown | No | No | Does not meet tiering criteria | Does not meet tiering criteria
1144 | 4042 324th Ln SE |  | No | No | Non-Lead - Plastic | No | 2022 | 1 | Field inspection only with no records | Yes | Visual inspection at the meter pit | 2022-06-01 |  | Non-Lead - Plastic | 2022 | 1 | Field inspection only with no records | Yes | Visual inspection at the meter pit | 2022-06-01 |  | Non-Lead | No | No | none | Single Family Residence | Unknown | No | No | Does not meet tiering criteria | Does not meet tiering criteria
1145 | 4048 324th Ave SE |  | No | No | Non-Lead - Plastic | No | 2022 | 1 | Field inspection only with no records | Yes | Visual inspection at the meter pit | 2022-06-01 |  | Non-Lead - Plastic | 2022 | 1 | Field inspection only with no records | Yes | Visual inspection at the meter pit | 2022-06-01 |  | Non-Lead | No | No | none | Single Family Residence | Unknown | No | No | Does not meet tiering criteria | Does not meet tiering criteria
1146 | 4054 324th Ave SE |  | No | No | Non-Lead - Plastic | No | 2022 | 1 | Field inspection only with no records | Yes | Visual inspection at the meter pit | 2022-06-01 |  | Non-Lead - Plastic | 2022 | 1 | Field inspection only with no records | Yes | Visual inspection at the meter pit | 2022-06-01 |  | Non-Lead | No | No | none | Single Family Residence | Unknown | No | No | Does not meet tiering criteria | Does not meet tiering criteria
1147 | 4060 324th Ave SE |  | No | No | Non-Lead - Plastic | No | 2022 | 1 | Field inspection only with no records | Yes | Visual inspection at the meter pit | 2022-06-01 |  | Non-Lead - Plastic | 2022 | 1 | Field inspection only with no records | Yes | Visual inspection at the meter pit | 2022-06-01 |  | Non-Lead | No | No | none | Single Family Residence | Unknown | No | No | Does not meet tiering criteria | Does not meet tiering criteria
1148 | 4037 324th Ln SE |  | No | No | Non-Lead - Plastic | No | 2022 | 1 | Field inspection only with no records | Yes | Visual inspection at the meter pit | 2022-06-01 |  | Non-Lead - Plastic | 2022 | 1 | Field inspection only with no records | Yes | Visual inspection at the meter pit | 2022-06-01 |  | Non-Lead | No | No | none | Single Family Residence | Unknown | No | No | Does not meet tiering criteria | Does not meet tiering criteria
1149 | 4019 324th Ln SE |  | No | No | Non-Lead - Plastic | No | 2022 | 1 | Field inspection only with no records | Yes | Visual inspection at the meter pit | 2022-06-01 |  | Non-Lead - Plastic | 2022 | 1 | Field inspection only with no records | Yes | Visual inspection at the meter pit | 2022-06-01 |  | Non-Lead | No | No | none | Single Family Residence | Unknown | No | No | Does not meet tiering criteria | Does not meet tiering criteria
1150 | 4018 324th Ave SE |  | No | No | Non-Lead - Plastic | No | 2022 | 1 | Field inspection only with no records | Yes | Visual inspection at the meter pit | 2022-06-01 |  | Non-Lead - Plastic | 2022 | 1 | Field inspection only with no records | Yes | Visual inspection at the meter pit | 2022-06-01 |  | Non-Lead | No | No | none | Single Family Residence | Unknown | No | No | Does not meet tiering criteria | Does not meet tiering criteria
1151 | 4024 324th Ave SE |  | No | No | Non-Lead - Plastic | No | 2022 | 1 | Field inspection only with no records | Yes | Visual inspection at the meter pit | 2022-06-01 |  | Non-Lead - Plastic | 2022 | 1 | Field inspection only with no records | Yes | Visual inspection at the meter pit | 2022-06-01 |  | Non-Lead | No | No | none | Single Family Residence | Unknown | No | No | Does not meet tiering criteria | Does not meet tiering criteria
1152 | 4030 324th Ave SE |  | No | No | Non-Lead - Plastic | No | 2022 | 1 | Field inspection only with no records | Yes | Visual inspection at the meter pit | 2022-06-01 |  | Non-Lead - Plastic | 2022 | 1 | Field inspection only with no records | Yes | Visual inspection at the meter pit | 2022-06-01 |  | Non-Lead | No | No | none | Single Family Residence | Unknown | No | No | Does not meet tiering criteria | Does not meet tiering criteria
1157 | 4036 324th Ave SE |  | No | No | Non-Lead - Plastic | No | 2022 | 1 | Field inspection only with no records | Yes | Visual inspection at the meter pit | 2022-06-01 |  | Non-Lead - Plastic | 2022 | 1 | Field inspection only with no records | Yes | Visual inspection at the meter pit | 2022-06-01 |  | Non-Lead | No | No | none | Single Family Residence | Unknown | No | No | Does not meet tiering criteria | Does not meet tiering criteria

## Public Accessibility Doc.
Public Accessibility Documentation
PWS Name:
PWSID:
Enter Date Last Updated:
Purpose of this worksheet: For systems to provide documentation to states on how they met the public accessibility requirements of the LCRR.
1. Select the location identifiers that you use for your service line inventory. Check all that apply.
Address
Street
Block
Intersection
Landmark
GPS Coordinates
Other
If "Other", please describe:
2. Does every service line have a location identifier? | Select "Yes" or "No"
If "No", explain. Remember that location identifiers are required for service lines that are lead and galvanized requiring replacement.
3. How are you making your inventory publicly accessible? Check all that apply. Remember that if your system serves > 50,000 people, you must provide the inventory online.
Interactive online map
Static online map
Online spreadsheet
Printed service line map
Printed tabular data
Information on water utility mailings or newsletter
Hard copy information available in water system office
Other
If "Other", please describe:

## State Checklist
State Checklist for Initial Inventory Submittal
PWS Name:
PWSID:
Enter Date Last Updated:
Purpose of this worksheet: For states to determine and document if water systems met all of the January 15, 2021 Lead and Copper Rule (LCRR) requirements for their Initial Inventory including timely submission, required elements, use of information sources, public accessibility, and public notification of service line materials.
Part 1: Person Completing This Checklist
Name: | Title:
Telephone: | Email:
Part 2: Review for Timely Submission
1. Was the initial inventory submitted by the deadline of October 16, 2024? |  | Select "Yes" or "No"
Consider post-mark or date sent via email or reported into a state data system.
Part 3: Review for Required Elements
1. Does the inventory include all service lines connected to the distribution system? |  | Select "Yes" or "No"
Consider if the total number of service lines in the Inventory Summary worksheet, Part 3, matches sanitary survey and monitoring data in the state’s database (e.g., SDWIS/State) based on population served, number of service connections (including those for non-potable use), number of accounts, census data, or other information.
2. Does the inventory include portions owned by the water system and the customer? |  | Select "Yes" or "No"
Check the service line ownership type selected in the Inventory Summary worksheet, Part 1, Question 2a. If the system selected "Ownership is Split" check that their inventory includes information for both the system-owned and customer-owned portions.
3. Did the system classify all service lines as either Lead, Galvanized Requiring Replacement (GRR), Non-Lead, or Lead Status Unknown? |  | Select "Yes" or "No"
Consider if the system completed each row of the inventory summary table in the Inventory Summary worksheet, Part 3. Some rows may be zero.
4. In the space below, provide additional comments/documentation related to required elements of the system's initial inventory.
Part 4: Review for Information Sources
1. Did the system use the following historical records to prepare their initial inventory: previous materials evaluation, construction and plumbing codes/records, water system records, distribution system inspections and records. |  | Select "Yes" or "No"
Consider if the system identified historical records in each row of the Inventory Methods worksheet, Part 1, Rows 1 through 4. Consider if the system completed Row 5 if additional records are required in your state.
2. Is the system collecting service line material information during normal operations? |  | Select "Yes" or "No"
Consider if the system checked one or more normal operations activities in the Inventory Methods worksheet, Part 2. Consider asking the systems to submit updated or new standard operating procedures documenting service line material information collection.
3. Has the system conducted investigations to verify service line material? |  | Select "Yes" or "No"
This is not required by the LCRR but recommended by EPA to verify historical records and gather information where records do not exist to reduce the number of unknowns in the system as quickly as possible. Consider: • If the system checked one or more of the investigative methods on the Inventory Methods worksheet, Part 3. • If in their inventory, the system indicated that the materials classification was based on investigations. • The number of unknowns - EPA strongly discourages systems from submitting inventories with all unknowns. If all service line materials are lead status unknown, consider asking the water system to conduct investigations.
4. In the space below, provide additional comments related to information sources used to develop the system's initial inventory.
Part 5: Review for Public Accessibility
1. Does the inventory include location identifiers for each service line that is lead or galvanized requiring replacement? |  | Select "Yes" or "No"
Consider checking the inventory for location identifiers and reviewing the system's answers in the Public Accessibility Doc. worksheet, Questions 1 and 2.
2. Did the system make its inventory publicly accessible? |  | Select "Yes" or "No"
Consider reviewing the method by which the water system is making its inventory publicly accessible as identified in the Public Accessibility Doc. worksheet, Question 3. Check that systems serving more than 50,000 people have posted their service line inventories online.
3. In the space below, provide additional comments/documentation related to public accessibility of the system's initial inventory.
Part 6: Review of Customer Notification of Service Line Material
1. Does the water system's inventory consist of all Non-Lead Service lines? |  | Select "Yes" or "No"
If No, complete questions 2 through 5. If Yes, stop here.
2. Did the water system deliver the notification to people served by a lead service line (LSL), GRR, or lead status unknown service line within 30 days of completing the initial inventory? |  | Select "Yes" or "No"
3. Did the water system demonstrate that they delivered the notification and provide a copy of the notification to the state by July 1 for the previous calendar year? |  | Select "Yes" or "No"
4. Did the notification include the required content?
a. For confirmed LSLs, does the notification include: |  | Select "Yes" or "No" or "N/A"
· A statement that the service line material is lead,
· Information on lead health effects including mandatory health effects language of 40 CFR §141.85(a)(ii),
· Steps to minimize exposure to lead in drinking water,
· Opportunities for service line replacement,
· Available financing programs, and
· A statement that the system must replace its portion if the property owners notify the system that
they are replacing their portion?
b. For GRRs, does the notification include: |  | Select "Yes" or "No" or "N/A"
· A statement that the service line material is GRR,
· Information on lead health effects including mandatory health effects language of 40 CFR §141.85(a)(ii),
· Steps to minimize exposure to lead in drinking water, and
· Opportunities for service line replacement?
c. For Unknowns, does the notification include: |  | Select "Yes" or "No" or "N/A"
· A statement that the service line material is lead status unknown,
· Information on lead health effects including mandatory health effects language of 40 CFR §141.85(a)(ii),
· Steps to minimize exposure to lead in drinking water, and
· Opportunities to verify the service line material?
5. If the water system serves communities with a large proportion of non-English speaking consumers, as determined by the state, did they provide public education materials, including those in 40 CFR §141.85(e), in the appropriate language(s) or containing a telephone number or address where persons served may contact the water system to obtain a translated copy of the materials or to request assistance in the appropriate language? |  | Select "Yes" or "No"
6. In the space below, provide additional comments/documentation related to customer notification for people served by an LSL, GRR, or lead status unknown service line.

## Building Conditionals (hidden)
DRAFT | [8 empty] | Form Option For Customer Side | Classification | System-Owned Portion | Was Previously Lead? | Customer-Owned Portion | Classification for Entire Service Line | Single-Owned Portion | Classification for Entire Service Line
| Note to EPA: This is a background sheet to be hidden or deleted | [7 empty] | Lead | Lead | Lead |  | Lead | Lead | Lead | Lead
[9 empty] | Lead-lined galvanized | Lead | Lead |  | Galvanized | Lead | Galvanized | Non-Lead
[9 empty] | Galvanized | Galvanized | Lead |  | Non-Lead | Lead | Non-Lead | Non-Lead
[9 empty] | Non-Lead - Copper | Non-Lead | Lead |  | Material Unknown | Lead | Material Unknown | Lead Status Unknown
[9 empty] | Non-Lead - Plastic | Non-Lead | Galvanized |  | Lead | Lead
[9 empty] | Non-Lead - Other | Non-Lead | Galvanized |  | Galvanized | Non-Lead
[9 empty] | Unknown - Likely Lead | Material Unknown | Galvanized |  | Non-Lead | Non-Lead
[9 empty] | Unknown - Unlikely Lead | Material Unknown | Galvanized |  | Material Unknown | Lead Status Unknown
[9 empty] | Unknown - Material Unknown | Material Unknown | Non-Lead |  | Lead | Lead
[11 empty] | Non-Lead | Y | Galvanized | Galvanized Requiring Replacement
[9 empty] | Form Option For System Side | Classification | Non-Lead | N | Galvanized | Non-Lead
[9 empty] | Lead | Lead | Non-Lead | DN | Galvanized | Galvanized Requiring Replacement
[9 empty] | Lead-lined galvanized | Lead | Non-Lead |  | Non-Lead | Non-Lead
[9 empty] | Galvanized | Galvanized | Non-Lead |  | Material Unknown | Lead Status Unknown
[9 empty] | Non-Lead - Copper | Non-Lead | Material Unknown |  | Lead | Lead
[9 empty] | Non-Lead - Plastic | Non-Lead | Material Unknown |  | Galvanized | Galvanized Requiring Replacement
[9 empty] | Non-Lead - Other | Non-Lead | Material Unknown |  | Non-Lead | Lead Status Unknown
[9 empty] | Unknown - Likely Lead | Material Unknown | Material Unknown |  | Material Unknown | Lead Status Unknown
[9 empty] | Unknown - Unlikely Lead | Material Unknown
| system_owned_portion |  | customer_owned_portion | service_line_classification |  |  |  |  | Unknown - Material Unknown | Material Unknown
| System-Owned Portion | Was Previously Lead? | Customer-Owned Portion | Classification for Entire Service Line |  | IF( | ) AND ( | THEN
| Lead |  | Lead | Lead |  | IF(system_owned_portion=Lead) AND (customer_owned_portion=Lead THEN service_line_classification=Lead | IF(system_owned_portion=Lead) AND (customer_owned_portion=Lead THEN service_line_classification=Lead | IF(system_owned_portion="Lead") AND (customer_owned_portion="Lead" THEN service_line_classification="Lead"
| Lead |  | Galvanized | Lead | ELSE | IF(system_owned_portion=Lead) AND (customer_owned_portion=Galvanized THEN service_line_classification=Lead | ELSEIF(system_owned_portion=Lead) AND (customer_owned_portion=Galvanized THEN service_line_classification=Lead | ELSEIF(system_owned_portion="Lead") AND (customer_owned_portion="Galvanized Requiring Replacement" THEN service_line_classification="Lead"
| Lead |  | Non-Lead | Lead | ELSE | IF(system_owned_portion=Lead) AND (customer_owned_portion=Non-Lead THEN service_line_classification=Lead | ELSEIF(system_owned_portion=Lead) AND (customer_owned_portion=Non-Lead THEN service_line_classification=Lead | ELSEIF(system_owned_portion="Lead") AND (customer_owned_portion="Non-Lead" THEN service_line_classification="Lead"
| Lead |  | Material Unknown | Lead | ELSE | IF(system_owned_portion=Lead) AND (customer_owned_portion=Material Unknown THEN service_line_classification=Lead | ELSEIF(system_owned_portion=Lead) AND (customer_owned_portion=Material Unknown THEN service_line_classification=Lead | ELSEIF(system_owned_portion="Lead") AND (customer_owned_portion=Lead Status Unknown THEN service_line_classification="Lead"
| Galvanized |  | Lead | Lead | ELSE | IF(system_owned_portion=Galvanized) AND (customer_owned_portion=Lead THEN service_line_classification=Lead | ELSEIF(system_owned_portion=Galvanized) AND (customer_owned_portion=Lead THEN service_line_classification=Lead | ELSEIF(system_owned_portion="Galvanized1") AND (customer_owned_portion=Lead THEN service_line_classification="Lead"
| Galvanized |  | Galvanized | Non-Lead | ELSE | IF(system_owned_portion=Galvanized) AND (customer_owned_portion=Galvanized THEN service_line_classification=Non-Lead | ELSEIF(system_owned_portion=Galvanized) AND (customer_owned_portion=Galvanized THEN service_line_classification=Non-Lead | ELSEIF(system_owned_portion="Galvanized1") AND (customer_owned_portion="Galvanized2" THEN service_line_classification="Non-Lead"
| Galvanized |  | Non-Lead | Non-Lead | ELSE | IF(system_owned_portion=Galvanized) AND (customer_owned_portion=Non-Lead THEN service_line_classification=Non-Lead | ELSEIF(system_owned_portion=Galvanized) AND (customer_owned_portion=Non-Lead THEN service_line_classification=Non-Lead | ELSEIF(system_owned_portion="Galvanized1") AND (customer_owned_portion="Non-Lead" THEN service_line_classification="Non-Lead"
| Galvanized |  | Material Unknown | Lead Status Unknown | ELSE | IF(system_owned_portion=Galvanized) AND (customer_owned_portion=Material Unknown THEN service_line_classification=Lead Status Unknown | ELSEIF(system_owned_portion=Galvanized) AND (customer_owned_portion=Material Unknown THEN service_line_classification=Lead Status Unknown | ELSEIF(system_owned_portion="Galvanized1") AND (customer_owned_portion="Lead Status Unknown" THEN service_line_classification="Lead Status Unknown"
| Non-Lead |  | Lead | Lead | ELSE | IF(system_owned_portion=Non-Lead) AND (customer_owned_portion=Lead THEN service_line_classification=Lead | ELSEIF(system_owned_portion=Non-Lead) AND (customer_owned_portion=Lead THEN service_line_classification=Lead | ELSEIF(system_owned_portion="Non-Lead") AND (customer_owned_portion="Lead" THEN service_line_classification="Lead"
| Non-Lead |  | Galvanized | Galvanized Requiring Replacement | ELSE | IF(system_owned_portion=Non-Lead) AND (customer_owned_portion=Galvanized THEN service_line_classification=Galvanized Requiring Replacement | ELSEIF(system_owned_portion=Non-Lead) AND (customer_owned_portion=Galvanized THEN service_line_classification=Galvanized Requiring Replacement | ELSEIF(system_owned_portion="Non-Lead") AND (customer_owned_portion="Galvanized2" THEN service_line_classification="Non-Lead"
| Non-Lead |  | Galvanized | Non-Lead | ELSE | IF(system_owned_portion=Non-Lead) AND (customer_owned_portion=Galvanized THEN service_line_classification=Non-Lead | ELSEIF(system_owned_portion=Non-Lead) AND (customer_owned_portion=Galvanized THEN service_line_classification=Non-Lead | ELSEIF(system_owned_portion="Non-Lead") AND (customer_owned_portion="Non-Lead" THEN service_line_classification="Non-Lead"
| Non-Lead |  | Galvanized | Galvanized Requiring Replacement | ELSE | IF(system_owned_portion=Non-Lead) AND (customer_owned_portion=Galvanized THEN service_line_classification=Galvanized Requiring Replacement | ELSEIF(system_owned_portion=Non-Lead) AND (customer_owned_portion=Galvanized THEN service_line_classification=Galvanized Requiring Replacement | ELSEIF(system_owned_portion="Non-Lead") AND (customer_owned_portion="Lead Status Unknown" THEN service_line_classification="Lead Status Unknown"
| Non-Lead |  | Non-Lead | Non-Lead | ELSE | IF(system_owned_portion=Non-Lead) AND (customer_owned_portion=Non-Lead THEN service_line_classification=Non-Lead | ELSEIF(system_owned_portion=Non-Lead) AND (customer_owned_portion=Non-Lead THEN service_line_classification=Non-Lead | ELSEIF(system_owned_portion="Non-Lead, but system is unable to demonstrate it was not previously Lead") AND (customer_owned_portion="Galvanized Requiring Replacement" THEN service_line_classification="Galvanized Requiring Replacement"
| Non-Lead |  | Material Unknown | Lead Status Unknown | ELSE | IF(system_owned_portion=Non-Lead) AND (customer_owned_portion=Material Unknown THEN service_line_classification=Lead Status Unknown | ELSEIF(system_owned_portion=Non-Lead) AND (customer_owned_portion=Material Unknown THEN service_line_classification=Lead Status Unknown | ELSEIF(system_owned_portion="Lead Status Unknown") AND (customer_owned_portion="Lead" THEN service_line_classification="Lead"
| Material Unknown |  | Lead | Lead | ELSE | IF(system_owned_portion=Material Unknown) AND (customer_owned_portion=Lead THEN service_line_classification=Lead | ELSEIF(system_owned_portion=Material Unknown) AND (customer_owned_portion=Lead THEN service_line_classification=Lead | ELSEIF(system_owned_portion="Lead Status Unknown") AND (customer_owned_portion="Galvanized Requiring Replacement" THEN service_line_classification="Galvanized Requiring Replacement"
| Material Unknown |  | Galvanized | Galvanized Requiring Replacement | ELSE | IF(system_owned_portion=Material Unknown) AND (customer_owned_portion=Galvanized THEN service_line_classification=Galvanized Requiring Replacement | ELSEIF(system_owned_portion=Material Unknown) AND (customer_owned_portion=Galvanized THEN service_line_classification=Galvanized Requiring Replacement | ELSEIF(system_owned_portion="Lead Status Unknown") AND (customer_owned_portion="Non-Lead" THEN service_line_classification="Lead Status Unknown"
| Material Unknown |  | Non-Lead | Lead Status Unknown | ELSE | IF(system_owned_portion=Material Unknown) AND (customer_owned_portion=Non-Lead THEN service_line_classification=Lead Status Unknown | ELSEIF(system_owned_portion=Material Unknown) AND (customer_owned_portion=Non-Lead THEN service_line_classification=Lead Status Unknown | ELSEIF(system_owned_portion="Lead Status Unknown") AND (customer_owned_portion="Lead Status Unknown" THEN service_line_classification="Lead Status Unknown"
| Material Unknown |  | Material Unknown | Lead Status Unknown |  |  | ELSE service_line_classification = "CLASSIFICATION ERROR" | ELSE "CLASSIFICATION ERROR"

## Form Lists (hidden)
Tab | Form Control Lists
Detailed Inventory | Sensitive Population? (Y/N) | Service Line Material Classification* | If Non-Lead, Was Material Ever Previously Lead? | Basis of Material Classification | Was the Service Line Material Field Verified? | Select the Field Verification Method | Building Type Connected to Service Line | For CWSs, do Multi-family Residences (MFRs) Comprise at Least 20% of the Structures You Serve? | Is there a Lead Connector Present? | Point-of-Entry or Point-of-Use Treatment Present? | Does the Interior Building Plumbing Contain Copper Pipes with Lead Solder Installed before your State's Lead Ban (Generally 1986 - 1988) | Current LCR Sampling Site? | Building Type Connected to Service Line | For CWSs, do Multi-family Residences (MFRs) Comprise at Least 20% of the Structures You Serve? | Is there a Lead Connector Present? | Point-of-Entry or Point-of-Use Treatment Present? | Does the Interior Building Plumbing Contain Copper Pipes with Lead Solder Installed before your State's Lead Ban (Generally 1986 - 1988) | Current LCR Sampling Site?
| No | Lead | Yes | Previous materials evaluation | Yes | Visual inspection at meter pit | Single Family Residence | Yes | Yes | Yes | Yes | Yes | Single Family Residence | Yes | Yes | Yes | Yes | Yes
| Yes - School | Lead-lined galvanized | No | Installation record (e.g., tap card) | No | Customer self-identification | Multiple Family Residence | No | Known | No | No | No | Multiple Family Residence | No | Known | No | No | No
| Yes - Day Care | Galvanized | Don't know | Installation date is after the lead ban |  | CCTV Inspection at Curb Box - Internal | Building | N/A | Unknown | Unknown | Unknown |  | Building | N/A | Unknown | Unknown | Unknown
| Yes - Other | Non-Lead - Copper |  | Service line diameter is greater than 2 inches |  | CCTV inspection at Curb Box - External | Other | [5 empty] | Other
|  | Non-Lead - Plastic |  | Service line repair or replacement record |  | Water Quality Sampling - Targeted
|  | Non-Lead - Other |  | Statistical analysis |  | Water Quality Sampling - Flushed
|  | Unknown - Likely Lead |  | Field inspection only with no records |  | Water Quality Sampling - Sequential
|  | Unknown - Unlikely Lead |  | Water sampling only with no records |  | Water Quality Sampling - Other
|  | Unknown - Material Unknown |  | Other |  | Mechanical Excavation at 1 location
Mechanical Excavation at multiple locations
| Note to EPA: this is a background sheet to be hidden or deleted |  |  |  | Other